## Introduction
The information provided within this database is linked to the NNFCC's report "Anaerobic Digestion Deployment in the United Kingdom: Eleventh Annual Report", published in May 2024. All references used for its development are discussed therein, with data considered accurate as of March 2024.
To protect this database from replication, data provided is locked and can neither be edited nor selected. However, users remain able to sort and filter the database and can add additional rows and columns if so required. Should users require additional functionality please contact the NNFCC directly using the details below. Requests will be assessed on a case-by-case basis.
Disclaimer
While NNFCC considers that the data in this database is sound, it can only be considered as accurate as the resources utilised for its development and all parties must rely on their own skill and judgement when making use of it.
This database is intended for the sole use of the purchaser and the information contained herein should not be reproduced or redistributed in any way for use by third parties without permissions from the NNFCC.
© NNFCC 2024
NNFCC, Biocentre, | Phone: +44 (0)1904 217182
York Science Park, | E: enquiries@nnfcc.co.uk
Innovation Way, | Web: www.nnfcc.co.uk
Heslington, York,
YO10 5NY.

## Sites
|  |  | Plant number subtotal |  |  | 630
Region | County | Developer | Site name | Postcode | Capacity (kWe) | Biomethane capacity (Nm3/hr biomethane) | Output | Status | Completion | Type | Feedstock | Total feedstock (tpa) | Manure/ Slurry (tpa) | Crop (tpa) | Food Waste (tpa) | Crop Waste (tpa) | Other Waste (tpa)
WM | Shropshire | Abbotsmoor Farm | Abbotsmoor Farm | SY11 4HF | 451 | 0 | CHP | Operational | 2012 | Farm-fed | Energy crops & animal manures | 40000 | 28000 | 12000 | 0 | 0 | 0
EE | Suffolk | Adnams Bio Energy | Adnams Bio Energy | IP18 6JW | 100 | 33 | BtG & CHP | Operational | 2014 | Waste-fed | Food waste & brewery waste | 25000 | 0 | 0 | 20000 | 0 | 5000
NI | East of Northern Ireland | Agri-Food and Bioscience Institute | AFBI Large Park | BT26 6DR | 230 | 0 | CHP | Operational | 2008 | Farm-fed | Cattle slurry | 5000 | 5000 | 0 | 0 | 0 | 0
NI | East of Northern Ireland | D Uprichard | Aghalee Road AD | BT67 0AS | 500 | 0 | CHP | Operational | 2018 | Farm-fed | Grass silage & animal slurries | 12410 | 1460 | 10950 | 0 | 0 | 0
NI | Belfast & Outer Belfast | Williams Industrial Service (WIS) | Airport Road West | BT3 9ED | 1200 | 0 | CHP | Operational | 2018 | Farm-fed | Distillery wastes & animal manure | 26550 | 22550 | 0 | 0 | 0 | 4000
EE | Cambridgeshire | Alan Bartlett & Sons | Alan Bartlett & Sons | PE16 6EG | 1300 | 0 | CHP | Operational | - | Farm-fed | Vegetable outgrades | 36500 | 0 | 0 | 0 | 36500 | 0
EE | Essex | Fullcircle Energy | Allen's Farm | CO7 7BB | 430 | 0 | CHP | Operational | 2014 | Farm-fed | Maize Silage | 10000 | 0 | 10000 | 0 | 0 | 0
SC | South Western Scotland | Wyseby Hill Ltd | Allerbeck Farm | DG11 3LU | 93 | 0 | CHP | Operational | 2017 | Farm-fed | Pig & Cattle Manure, used livestock bedding & silage | 5770 | 2020 | 1100 | 0 | 2650 | 0
YH | North Yorkshire | AmeyCespa | Allerton Waste Recovery Park | HG5 0SD | 1100 | 0 | CHP | Operational | 2016 | Waste-fed | Organic fraction of MSW | 40000 | 0 | 0 | 24000 | 0 | 16000
YH | North Yorkshire | AB Agri | Amur / Abagri Ltd | LS25 5FP | 2400 | 550 | BtG & CHP | Operational | 2016 | Waste-fed | Food waste & green waste | 82500 | 0 | 0 | 50000 | 0 | 32500
EM | Lincolnshire | Bygen | Angel Wells Farm | NG33 4SW | 1600 | 0 | CHP | Operational | - | Waste-fed | Food waste (commercial) & poultry manure | 32000 | 2000 | 0 | 30000 | 0 | 0
WA | West Wales & The Valleys | Anglesey Ecoparc Mon | Anglesey Ecoparc | LL65 4RJ | 1900 | 0 | CHP | Operational | 2016 | Waste-fed | Food waste, animal processing waste & slurry | 25000 | 5000 | 0 | 10000 | 0 | 10000
NI | North of Northern Ireland | M Taylor | Annaghmore Road AD | BT45 8DU | 250 | 0 | CHP | Operational | - | Farm-fed | Energy crops & animal slurries | 7665 | 1825 | 5840 | 0 | 0 | 0
NI | West & South of Northern Ireland | Caledon Estates Company | Annaghroe Road AD | BT68 4UJ | 500 | 0 | CHP | Operational | 2015 | Farm-fed | Energy crops & animal slurries | 14600 | 3650 | 10950 | 0 | 0 | 0
NI | West & South of Northern Ireland | GtG Biogas | Ardagh Road AD | BT80 0AD | 500 | 0 | CHP | Operational | 2016 | Farm-fed | Grass silage, maize silage & pig slurry | 16875 | 3900 | 12975 | 0 | 0 | 0
WA | East Wales | R Hughes | Argoed Farm | SY17 5QT | 250 | 0 | CHP | Operational | 2016 | Farm-fed | Cattle slurry, poultry litter, maize silage & fodder beet | 5400 | 1900 | 3500 | 0 | 0 | 0
NW | Cumbria | Mssrs R Miller Ltd | Arkleby Mill | CA7 2BG | 1000 | 0 | CHP | Operational | 2016 | Farm-fed | Crop silage | 22000 | 0 | 22000 | 0 | 0 | 0
SE | Buckinghamshire | Arla Foods | Arla Foods (Dairy waste) | HP22 5WJ | 500 | 0 | CHP | Operational | 2013 | Waste-fed | Dairy effluent | 45000 | 0 | 0 | 0 | 0 | 45000
WA | West Wales & The Valleys | Syrus Energy | Asgard Renewables | SA43 1RD | 1000 | 0 | CHP | Operational | 2015 | Waste-fed | Food waste | 20000 | 0 | 0 | 20000 | 0 | 0
SW | Dorset | Gaunts Estate | Ashton Farmhouse AD | BH21 4JD | 150 | 0 | CHP | Operational | 2015 | Farm-fed | Animal manure & energy crops | 1000 | 500 | 500 | 0 | 0 | 0
NW | Cumbria | Lake District Biogas | Aspatria Creamery | CA7 2AR | 465 | 550 | BtG & CHP | Operational | 2016 | Waste-fed | Dairy effluent & whey permeate | 60225 | 0 | 0 | 0 | 0 | 60225
SE | Buckinghamshire | Olleco/Arla Food Ltd | Aston Clinton AD | HP22 5WJ | 2400 | 990 | BtG & CHP | Operational | 2016 | Waste-fed | Commercial food waste | 50000 | 0 | 0 | 50000 | 0 | 0
NW | Cheshire | MJ & MC Thomasson | Aston Lower Hall Farm | CW5 6DS | 475 | 0 | CHP | Operational | 2015 | Farm-fed | Cattle slurry & waste cattle feed | 17000 | 15000 | 0 | 0 | 2000 | 0
WM | Warwickshire | BiogenGreenfinch | Atherstone | CV9 2HG | 2650 | 0 | CHP | Operational | 2015 | Waste-fed | Food waste | 45000 | 0 | 0 | 45000 | 0 | 0
SC | South Western Scotland | Auchencheyne Ltd | Auchencheyne AD | DG7 3SG | 127.5 | 0 | CHP | Operational | 2017 | Farm-fed | Slurry, silage | 5000 | 3500 | 1500 | 0 | 0 | 0
SC | South Western Scotland | Morrison Bowmore Distillers | Auchentoshan Distillery | G81 4SJ | 500 | 0 | CHP | Operational | 2016 | Waste-fed | Brewery effluent | 20000 | 0 | 0 | 0 | 0 | 20000
WM | Warwickshire | Willam Corbett Farms | Austrey House Farm | CV9 3EA | 930 | 1000 | BtG & CHP | Operational | 2016 | Farm-fed | Forage crops | 25000 | 0 | 25000 | 0 | 0 | 0
WM | Shropshire | Bagley Biogas | Bagley Biogas | SY12 9BY | 449 | 0 | CHP | Operational | 2014 | Farm-fed | Maize, poultry litter, fodder beet & farm yard manure | 11800 | 4800 | 7000 | 0 | 0 | 0
NI | East of Northern Ireland | J Mathers | Ballygowan Road AD | BT32 3QS | 500 | 0 | CHP | Operational | 2013 | Farm-fed | Paunch, grass silage & cattle slurry | 18000 | 3000 | 6000 | 0 | 0 | 9000
NI | North of Northern Ireland | Ballyrashane Co-Op Agricultural And Dairy Society Ltd | Ballyrashane AD | BT52 2NE | 1000 | 0 | CHP | Operational | 2012 | Farm-fed | Cattle manure, maize silage & dairy waste | 18800 | 5000 | 7800 | 0 | 0 | 6000
NI | West & South of Northern Ireland | Ballytyrone Nurseries Ltd | Ballytyrone Nurseries AD | BT61 8QA | 480 | 0 | CHP | Operational | 2017 | Farm-fed | Vegetable waste | 18000 | 0 | 0 | 0 | 18000 | 0
SC | Eastern Scotland | JF Lascelles | Balmachie Farm AD | DD7 6LB | 86 | 0 | CHP | Operational | 2017 | Farm-fed | Slurry/manure | 4000 | 4000 | 0 | 0 | 0 | 0
SC | South Western Scotland | Mathers Dairy Utensils | Balmangan Farm | DG6 4QP | 124 | 0 | CHP | Operational | 2015 | Farm-fed | Cattle slurry | 5500 | 5500 | 0 | 0 | 0 | 0
SC | Highlands & Islands | Inver House Distillers | Balmenach Distillery | PH26 3PF | 250 | 0 | CHP | Operational | - | Waste-fed | Distillery wastes | 5000 | 0 | 0 | 0 | 0 | 5000
SC | South Western Scotland | Baltier Farm | Baltier Farm | DG8 8HA | 500 | 0 | CHP | Operational | - | Farm-fed | Animal slurry & energy crops | 10000 | 8000 | 2000 | 0 | 0 | 0
SE | Oxfordshire | Thames Water Utilities | Banbury Sewage Treatment Works | OX16 4RZ | 2800 | 0 | CHP | Operational | 2014 | Waste-fed | Food waste | 40000 | 0 | 0 | 40000 | 0 | 0
WA | East Wales | Bank Farm | Bank Farm | SY15 6TQ | 125 | 0 | CHP | Operational | 1991 | Farm-fed | Cattle slurry, poultry manure & apple pomace | 2680 | 2400 | 0 | 0 | 280 | 0
SC | South Western Scotland | SSE | Barkip AD | KA24 4JJ | 2700 | 0 | CHP | Operational | 2011 | Waste-fed | Energy crops & food waste | 75000 | 0 | 35000 | 40000 | 0 | 0
WA | East Wales | D E Price | Barland Farm AD | LD8 2SH | 176 | 0 | CHP | Operational | 2016 | Farm-fed | Slurry/manure | 8000 | 8000 | 0 | 0 | 0 | 0
EE | Suffolk | Rattlerow Farms | Barley Brigg Farm | IP21 5NQ | 487.02 | 0 | CHP | Operational | 2014 | Farm-fed | Farm yard manures, poultry litter, energy crops, sugar beet pulp & herb residues | 21000 | 8000 | 7000 | 0 | 6000 | 0
NI | North of Northern Ireland | B Gamble | Barnailt Road AD | BT49 9LT | 500 | 0 | CHP | Operational | 2016 | Farm-fed | Energy crops & animal slurries | 21900 | 10950 | 10950 | 0 | 0 | 0
NI | West & South of Northern Ireland | J Wauchob | Baronscourt Estate | BT78 4EY | 500 | 0 | CHP | Operational | 2016 | Farm-fed | Crop silage & cattle slurry | 16000 | 4000 | 12000 | 0 | 0 | 0
EM | Lincolnshire | R Turner | Barr Farm | PE11 3BW | 146.19 | 0 | CHP | Operational | 2015 | Farm-fed | Poultry litter & maize | 4029 | 1429 | 2600 | 0 | 0 | 0
WM | Shropshire | Evergreen Gas Ltd | Barretts Mill Demonstration Project | SY8 4AH | 10 | 0 | CHP | Operational | 2013 | Farm-fed | Animal manures, energy crops & food waste | 300 | 100 | 100 | 100 | 0 | 0
WM | Staffordshire | Agrogen | Batchacre Hall AD | ST20 0PX | 249 | 0 | CHP | Operational | 2015 | Farm-fed | Maize, grass, beet, straw, manure, rye silage | 8000 | 1500 | 6500 | 0 | 0 | 0
SE | Oxfordshire | Severn Trent Green Power | Battle Farm | OX10 6SL | 2078 | 0 | CHP | Operational | 2012 | Waste-fed | Food waste & crop silage | 45000 | 0 | 15000 | 30000 | 0 | 0
EE | Suffolk | Material Change/Strutt & Parker Farms | Bay Farm | IP28 6BS | 500 | 450 | BtG & CHP | Operational | 2016 | Farm-fed | Sugar beet, maize, agricultural residues & animal manures | 40000 | 8000 | 24000 | 0 | 8000 | 0
YH | East Riding of Yorkshire | R Meadley | Beaconfield Farm | HU12 0PS | 142 | 0 | CHP | Operational | 2014 | Farm-fed | Animal slurries & manures | 8716 | 8716 | 0 | 0 | 0 | 0
EM | Leicestershire | Belmont Farms | Belmont Farms | LE14 2QN | 244 | 0 | CHP | Operational | 2015 | Waste-fed | Grass silage, Maize & whey permeate | 20000 | 0 | 5000 | 0 | 0 | 15000
NI | East of Northern Ireland | Bingham Energy Ltd | Bingham Energy AD | BT29 4YR | 242.5 | 0 | CHP | Operational | 2017 | Farm-fed | Slurry, silage | 12000 | 8000 | 4000 | 0 | 0 | 0
SC | Eastern Scotland | TEG Biogas | Binn Farm / Earnside Energy | PH2 9PX | 2360 | 0 | CHP | Operational | 2012 | Waste-fed | Food waste & animal processing wastes | 30000 | 0 | 0 | 30000 | 0 | 0
EM | Nottinghamshire | Biogas Meden | Biogas Meden | NG20 9PU | 360 | 450 | BtG & CHP | Operational | 2016 | Farm-fed | Maize Silage | 38450 | 0 | 38450 | 0 | 0 | 0
SW | Wiltshire | Eco Verde Energy | Biomethane Castle Eaton | SN6 6JX | 500 | 550 | BtG & CHP | Operational | 2013 | Farm-fed | Cattle manure, poultry manure & maize silage | 20500 | 2500 | 18000 | 0 | 0 | 0
SW | Gloucestershire | Severn Trent Green Power | Bishops Cleeve | GL52 7DG | 4700 | 550 | BtG & CHP | Operational | 2014 | Waste-fed | Food waste | 34000 | 0 | 0 | 34000 | 0 | 0
NW | Lancashire | W Airey | Black Moss Farm | PR3 2NY | 33 | 0 | CHP | Operational | 2016 | Farm-fed | Cattle slurry | 1000 | 1000 | 0 | 0 | 0 | 0
WM | Worcestershire | Essential Supply Products | Blackmore Park | WR8 0EF | 1000 | 0 | CHP | Operational | - | Farm-fed | Energy crops | 45000 | 0 | 45000 | 0 | 0 | 0
SW | Dorset | Blackmore Vale Dairies | Blackmore Vale Farm | SP7 8QD | 150 | 0 | CHP | Operational | 2011 | Waste-fed | Waste water from dairy plant | 27000 | 0 | 0 | 0 | 0 | 27000
SE | Kent | Blaise Biogas Limited | Blaise Farm Quarry | ME19 4PN | 499 | 650 | BtG & CHP | Operational | 2020 | Waste-fed | Food waste | 75000 | 0 | 0 | 50000 | 0 | 25000
NI | Belfast & Outer Belfast | BH Energy | Blakiston Houston | BT16 1TS | 500 | 0 | CHP | Operational | 2012 | Farm-fed | Maize silage, grass silage & animal slurry | 20000 | 6000 | 14000 | 0 | 0 | 0
NI | Belfast & Outer Belfast | McCulla Ireland | Blaris Industrial Estate | BT27 5QB | 500 | 0 | CHP | Operational | 2017 | Farm-fed | Grass silage & animal slurries | 21900 | 7300 | 14600 | 0 | 0 | 0
EM | Northamptonshire | Mr R Taylor | Blisworth Hill Farm | NN7 3DB | 225 | 0 | CHP | Operational | 2014 | Farm-fed | Grass silage & maize silage | 5182 | 0 | 5182 | 0 | 0 | 0
NW | Cumbria | OMNI Heat & Power | Blue Dial Farm | CA15 6PB | 52 | 0 | CHP | Operational | 2017 | Farm-fed | Cattle Slurry | 8000 | 8000 | 0 | 0 | 0 | 0
YH | South Yorkshire | Shanks Waste Management | Bolton Road Waste Treatment and Renewable Energy Facility | S63 5DF | 484 | 0 | CHP | Operational | 2015 | Waste-fed | Organic fraction of MSW | 18000 | 0 | 0 | 10800 | 0 | 7200
NI | East of Northern Ireland | Bombardier Aerospace | Bombardier Aerospace Hawlmark | BT23 4AF | 479 | 0 | CHP | Operational | 2017 | Waste-fed | Commercial and industrial food waste | 17500 | 0 | 0 | 17500 | 0 | 0
NI | Belfast & Outer Belfast | Bombardier Aerospace | Bombardier, Belfast | BT3 9ED | - | 0 | Remote CHP | Operational | 2018 | Farm-fed | Containerised biogas produced offsite | 0 | 0 | 0 | 0 | 0 | 0
NI | Belfast & Outer Belfast | Bombardier Aerospace | Bombardier, Dunmurry | BT17 9DH | - | 0 | Remote CHP | Operational | 2017 | Farm-fed | Containerised biogas produced offsite | 0 | 0 | 0 | 0 | 0 | 0
NI | Belfast & Outer Belfast | Bombardier Aerospace | Bombardier, Newtownabbey | BT36 6XA | - | 0 | Remote CHP | Operational | 2017 | Waste-fed | Containerised biogas produced offsite | 0 | 0 | 0 | 0 | 0 | 0
SW | Wiltshire | Malaby Biogas | Bore Hill Farm | BA12 8BD | 1030 | 0 | CHP | Operational | 2012 | Waste-fed | Food waste & animal by-products | 20000 | 0 | 0 | 12000 | 0 | 8000
EM | Lincolnshire | H & S Roe & Sons Farms Ltd | Boundary Enterprise Park | LN6 9NQ | 475 | 0 | CHP | Operational | 2015 | Farm-fed | Maize & sugar beet | 10000 | 0 | 10000 | 0 | 0 | 0
EM | Lincolnshire | Ringwood Energy Company Limited | Boundary Farm | DN37 8LB | 236 | 0 | CHP | Operational | 2014 | Farm-fed | Manures & energy crops | 10000 | 8000 | 2000 | 0 | 0 | 0
SW | Dorset | Eco Sustainable Solutions | Bourne Park AD | DT2 7TU | 1600 | 0 | CHP | Operational | 2012 | Waste-fed | Food waste & pig slurry | 43000 | 6000 | 0 | 37000 | 0 | 0
WM | Herefordshire | Mr J Mercer | Bowley Court Farm | HR6 0PL | 495 | 0 | CHP | Operational | 2014 | Farm-fed | Maize silage, grass silage, potatoes & cattle slurry | 13725 | 5125 | 8600 | 0 | 0 | 0
NI | East of Northern Ireland | Stream Bioenergy | Bowtown Road AD | BT23 8SL | 500 | 0 | CHP | Operational | - | Farm-fed | Grass silage & animal slurries | 15000 | 4000 | 11000 | 0 | 0 | 0
SC | Eastern Scotland | Stracathro Renewable Energy Ltd | Brae of Pert Farm | AB30 1QR | 250 | 550 | BtG & CHP | Operational | 2016 | Farm-fed | Grass silage, wholecrop rye, energy beet & straw | 35000 | 0 | 34000 | 0 | 1000 | 0
WM | Warwickshire | JC Channing & Sons | Brandon Grange Farm | CV8 3GE | 495 | 0 | CHP | Operational | 2014 | Farm-fed | Maize & manures | 11000 | 1000 | 10000 | 0 | 0 | 0
EM | Lincolnshire | Branston | Branston Potatoes | LN4 1NJ | 380 | 0 | CHP | Operational | 2010 | Farm-fed | Outgrade potatoes | 10000 | 0 | 0 | 0 | 10000 | 0
NE | Northumberland | Codlaw Renewable Energy Ltd | Bridge End Water Treatment Works AD | NE46 1HA | 487 | 0 | CHP | Operational | 2014 | Farm-fed | Food waste & crops | 27000 | 0 | 27000 | 0 | 0 | 0
EM | North Lincolnshire | Brigg Lane Biogas | Brigg Lane Biogas AD | DN20 0PJ | 1500 | 500 | BtG & CHP | Operational | 2019 | Waste-fed | Food waste | 75000 | 0 | 0 | 75000 | 0 | 0
SE | West Sussex | Broadley Energy Ltd | Broadley Copse | PO18 9BT | 2200 | 550 | BtG & CHP | Operational | 2016 | Farm-fed | Pig manure, dirty water, maize | 38000 | 29000 | 9000 | 0 | 0 | 0
NW | Cumbria | Broadmeadows Farm | Broadmeadows Farm | CA10 1HA | 124 | 0 | CHP | Operational | 2014 | Farm-fed | Cattle slurry | 5000 | 5000 | 0 | 0 | 0 | 0
SC | South Western Scotland | N Forsyth & Son | Broadwigg Farm | DG8 8DN | 465 | 0 | CHP | Operational | 2014 | Farm-fed | Cattle slurry & poultry manure | 28000 | 28000 | 0 | 0 | 0 | 0
YH | East Riding of Yorkshire | Iona Capital | Brocklesbys AD | HU15 2PG | 11800 | 500 | CHP | Operational | 2017 | Waste-fed | Food waste | 52000 | 0 | 0 | 52000 | 0 | 0
SW | Wiltshire | T Johnson | Bromham House Farm | SN15 2DX | 500 | 550 | BtG & CHP | Operational | 2016 | Farm-fed | Maize, rye, animal slurries & animal manures | 20000 | 6000 | 14000 | 0 | 0 | 0
WM | Staffordshire | Lower Reule Bioenergy | Brookfield Farm | ST20 0EA | 1300 | 0 | CHP | Operational | 2010 | Waste-fed | Food waste, manure & crops | 30000 | 1000 | 1250 | 27750 | 0 | 0
WM | West Midlands | OMNI Heat & Power | Brookfield Farm | DY9 0DL | 52 | 0 | CHP | Operational | 2017 | Farm-fed | Cattle Slurry | 8000 | 8000 | 0 | 0 | 0 | 0
SE | West Sussex | Biffa | Brookhurst Wood | RH12 4QD | 4200 | 0 | CHP | Operational | 2017 | Waste-fed | Organic fraction of MSW | 90000 | 0 | 0 | 54000 | 0 | 36000
EM | Derbyshire | Easom & Sons | Broom House Farm | DE55 7LL | 236.5 | 0 | CHP | Operational | 2014 | Farm-fed | Cattle slurry & energy crops | 14600 | 12000 | 1300 | 0 | 0 | 1300
WM | Shropshire | Whitchurch Biogas Ltd | Broughall Fields Farm | SY13 4DE | 8700 | 0 | CHP | Operational | 2015 | Waste-fed | Grass silage, poultry manure & food manufacturing (cheese) waste | 25000 | 3000 | 9500 | 12500 | 0 | 0
WA | East Wales | Bryn Power | Bryn Quarry | CF82 8FY | 1400 | 0 | CHP | Operational | 2015 | Waste-fed | Food waste, animal slurries & energy crops | 35500 | 15500 | 0 | 20000 | 0 | 0
WA | West Wales & The Valleys | Burdens Environmental | Burdens Environmental AD | SA19 9LS | 16 | 0 | CHP | Operational | 2011 | Waste-fed | Organic fraction of MSW & C&I waste | 1500 | 0 | 0 | 900 | 0 | 600
WM | Staffordshire | Unilever | Burton Marmite Factory AD | DE14 2AB | 0 | 80 | BtG & CHP | Operational | 2008 | Waste-fed | Brewery wastewater | 100000 | 0 | 0 | 0 | 0 | 100000
EE | Cambridgeshire | Messrs T Bedford | Bury Lane Farm | PE26 2RU | 145 | 0 | CHP | Operational | 2016 | Farm-fed | Maize & hybrid rye | 4720 | 0 | 4720 | 0 | 0 | 0
EE | Suffolk | British Sugar | Bury St Edmonds sugar factory | IP32 7BB | 4800 | 0 | CHP | Operational | 2016 | Waste-fed | Sugar beet processing waste | 97000 | 0 | 0 | 0 | 0 | 97000
EE | Hertfordshire | Hallwick Energy | Buttermilk Farm | SG9 9RH | 989 | 0 | CHP | Operational | 2012 | Farm-fed | Maize silage | 20000 | 0 | 20000 | 0 | 0 | 0
SW | Devon | CJ Radford and Son | Buttermoor Farm | EX16 9RH | 50 | 0 | CHP | Operational | - | Farm-fed | Cow slurry | 1000 | 1000 | 0 | 0 | 0 | 0
EE | Cambridgeshire | Horseway Energy | Byall Fen Drove | PE16 6XQ | 499 | 0 | CHP | Operational | 2014 | Farm-fed | Maize silage, leek outgrades & onion outgrades | 9100 | 0 | 8000 | 0 | 1100 | 0
EE | Hertfordshire | Biogen | Bygrave Lodge Farm | SG7 6QX | 2600 | 0 | CHP | Operational | 2014 | Waste-fed | Food waste | 45000 | 0 | 0 | 45000 | 0 | 0
WA | West Wales & The Valleys | Caerfai Farm | Caerfai Farm | SA62 6QT | 3 | 0 | Cooking gas | Operational | 1997 | Farm-fed | Cattle slurry & cheese processing waste | 1000 | 800 | 0 | 0 | 0 | 200
SC | Eastern Scotland | Diageo | Cameron Bridge Distillery | KY8 5RL | 5500 | 0 | CHP | Operational | 2013 | Waste-fed | Brewery waste | 90000 | 0 | 0 | 0 | 0 | 90000
SC | Eastern Scotland | Camieston Renewables Ltd | Camieston Farm AD | TD6 0HJ | 485 | 0 | CHP | Operational | 2017 | Farm-fed | Silage and manure | 18000 | 12000 | 6000 | 0 | 0 | 0
LDN | Greater London | LEAP | Camley Street Natural Park AD | N1C 4PW | 0 | 0 | CHP | Operational | 2013 | Waste-fed | Food waste | 100 | 0 | 0 | 100 | 0 | 0
EE | Norfolk | Strutt & Parker Farms | Camp Farm | NR16 2RX | 500 | 500 | BtG & CHP | Operational | 2016 | Farm-fed | Maize, vegetable outgrades, animal manure & rye | 40000 | 10000 | 24000 | 0 | 6000 | 0
SW | Somerset | Cannington Enterprises | Cannington Cold Stores | TA5 2NJ | 1265 | 550 | BtG & CHP | Operational | 2009 | Waste-fed | Food waste | 72000 | 0 | 0 | 72000 | 0 | 0
WA | East Wales | Kelda Organic Energy | Cardiff Waste Water Treatment Works (Food waste) | CF24 5SB | 2000 | 0 | CHP | Operational | 2016 | Waste-fed | Food waste | 35000 | 0 | 0 | 35000 | 0 | 0
NI | East of Northern Ireland | Connex Renewables | Carn Industrial Estate | BT63 5RF | 625 | 0 | CHP | Operational | 2017 | Farm-fed | Potato outgrades, grass silage & cattle slurry | 20500 | 3000 | 4500 | 0 | 13000 | 0
NI | North of Northern Ireland | Greenan Generation Ltd | Carnmoney Road AD | BT47 3JJ | 500 | 0 | CHP | Operational | 2014 | Farm-fed | Energy crops & animal slurries | 14600 | 7300 | 7300 | 0 | 0 | 0
SE | Hampshire | Biogen | Carousel Dairy | RG23 7LW | 1500 | 0 | CHP | Operational | 2013 | Waste-fed | Food waste & animal slurries | 40000 | 10000 | 0 | 30000 | 0 | 0
NI | East of Northern Ireland | Advent Biogas | Carrick Road AD | BT32 3PA | 200 | 0 | CHP | Operational | 2019 | Farm-fed | Slurry | 4000 | 4000 | 0 | 0 | 0 | 0
NI | West & South of Northern Ireland | NI Truck Dismantlers | Carrickaness Road AD | BT71 7NH | 500 | 0 | CHP | Operational | - | Farm-fed | Silage, animal slurries & poultry litter | 11500 | 4500 | 7000 | 0 | 0 | 0
EM | Lincolnshire | Beeswax Farming | Carrington Farm | PE22 7JD | 2972 | 0 | CHP | Operational | 2015 | Farm-fed | Maize silage & grass silage | 55000 | 0 | 55000 | 0 | 0 | 0
SC | Eastern Scotland | BQ Farming Partnership | Carterhaugh Farm | TD7 5HE | 195 | 0 | CHP | Operational | 2016 | Farm-fed | Animal slurries & energy crops | 2000 | 1000 | 1000 | 0 | 0 | 0
SE | Oxfordshire | Agrivert | Cassington AD | OX29 4FL | 2100 | 0 | CHP | Operational | 2010 | Waste-fed | Food waste | 50000 | 0 | 0 | 50000 | 0 | 0
NW | Cumbria | Castlesteads FMS | Castlesteads Farm | CA11 9NS | 245 | 0 | CHP | Operational | 2015 | Farm-fed | Cattle slurry | 3000 | 3000 | 0 | 0 | 0 | 0
EE | Hertfordshire | Willen Biogas | Cattlegate Farm | EN2 8AU | 1500 | 0 | CHP | Operational | 2015 | Waste-fed | Food waste | 27000 | 0 | 0 | 27000 | 0 | 0
YH | North Lincolnshire | CorrBoard Bioenergy Ltd | CB Bio | DN15 9GE | 800 | 0 | CHP | Operational | 2019 | Waste-fed | Food waste | 25000 | 0 | 0 | 25000 | 0 | 0
EE | Suffolk | Muntons | Cedars Maltings | IP14 2AG | 500 | 0 | CHP | Operational | 2015 | Waste-fed | Brewery waste | 68500 | 0 | 0 | 0 | 0 | 68500
WA | West Wales & The Valleys | M & RS Rogers | Cefndderwen AD | LL61 6TJ | 82 | 0 | CHP | Operational | 2017 | Farm-fed | Dairy slurry | 5000 | 5000 | 0 | 0 | 0 | 0
SW | Devon | Channel Farm | Channel Farm | EX34 8PQ | 100 | 0 | CHP | Operational | 2012 | Farm-fed | Cattle slurry | 2000 | 2000 | 0 | 0 | 0 | 0
SC | South Western Scotland | Hoddom & Kinmount Estates | Charlesfield Farm | DG12 5RG | 475 | 0 | CHP | Operational | 2015 | Farm-fed | Grass silage, maize & animal manures | 11200 | 200 | 11000 | 0 | 0 | 0
SC | Eastern Scotland | St Boswell Biogas | Charlesfield Industrial Estate (2) | TD6 0HH | 3000 | 550 | BtG & CHP | Operational | 2015 | Farm-fed | Cereal & vegetable crops | 36000 | 0 | 36000 | 0 | 0 | 0
SE | Surrey | SITA | Charlton Lane Eco Park | TW17 8QA | 1800 | 0 | CHP | Operational | - | Waste-fed | Organic fraction of MSW & C&I waste | 40000 | 0 | 0 | 24000 | 0 | 16000
SW | Wiltshire | Raw Energy | Charlton Park Farm | SN16 0HT | 500 | 750 | BtG & CHP | Operational | - | Farm-fed | Grass silage, maize silage, rye, slurry & poultry manure | 51000 | 8000 | 43000 | 0 | 0 | 0
EE | Bedfordshire | My Fresh Prepared Produce | Chicksands Vegetable Processing Plant | SG17 5QB | 500 | 0 | CHP | Operational | 2016 | Waste-fed | Vegetable waste streams | 10950 | 0 | 0 | 10950 | 0 | 0
NI | East of Northern Ireland | Clandeboye Estate Co Ltd | Clandeboye AD | BT19 1UR | 244 | 0 | CHP | Operational | 2016 | Farm-fed | Cattle slurry, manure, silage | 14000 | 14000 | 0 | 0 | 0 | 0
EM | Lincolnshire | Qila Energy | Clapgate Farm | LN9 6QU | 475 | 0 | CHP | Operational | 2014 | Farm-fed | Wheat straw, duck manure, maize silage, grass silage, oat husks & poultry litter | 10500 | 3500 | 7000 | 0 | 0 | 0
SC | Eastern Scotland | Strathendrick Biogas | Claylands Farm | G63 0RR | 499 | 0 | CHP | Operational | 2014 | Waste-fed | Cattle slurry & brewery waste | 30000 | 10000 | 0 | 0 | 0 | 20000
YH | West Yorkshire | Clayton Hall Farm | Clayton Hall Farm | HD8 9QE | 944.5 | 0 | CHP | Operational | 2011 | Waste-fed | Cattle slurry, maize & bakery waste | 20000 | 2000 | 4000 | 0 | 0 | 14000
WM | Staffordshire | Cleat Hill Energy | Cleat Hill Farm | B79 9HB | 475 | 0 | CHP | Operational | 2016 | Farm-fed | Energy crops & animal manures | 10500 | 3000 | 7500 | 0 | 0 | 0
SW | Devon | Buddleford Estates | Clyst Hydon AD | EX15 2NH | 469.06 | 0 | CHP | Operational | 2014 | Farm-fed | Straw bedding, cattle manure & vegetable outgrades | 13000 | 8000 | 0 | 0 | 2500 | 2500
NW | Greater Manchester | Viridor | Cobden Street AD | M6 6NA | 2800 | 0 | CHP | Operational | 2013 | Waste-fed | Organic fraction of MSW | 35000 | 0 | 0 | 21000 | 0 | 14000
NE | Northumberland | Newcastle University | Cockle Park Farm | NE61 3EB | 80 | 0 | CHP | Operational | 2010 | Farm-fed | Slurry & vegetable outgrades | 8000 | 6500 | 0 | 0 | 1500 | 0
SW | Wiltshire | JM Stratton & Co | Codford Biogas | BA12 0FD | 3800 | 0 | CHP | Operational | 2014 | Waste-fed | Food waste | 100000 | 0 | 0 | 100000 | 0 | 0
YH | North Yorkshire | Colburn Grange Ltd | Colburn Grange AD | DL9 4LR | 82 | 0 | CHP | Operational | 2017 | Farm-fed | Dairy slurry | 3500 | 3500 | 0 | 0 | 0 | 0
EE | Cambridgeshire | A & E G Heading Ltd | Colony Farm AD | PE15 0HN | 4000 | 390 | BtG | Operational | - | Farm-fed | Maize, straw, sugar beet pulp | 29150 | 22500 | 0 | 0 | 6650 | 0
EM | Nottinghamshire | Bio Dynamic / Air Liquide | Colwick Industrial Estate | NG4 2JT | 4999 | 800 | BtG & CHP | Operational | 2016 | Waste-fed | Food waste | 150000 | 0 | 0 | 100000 | 0 | 0
NI | Belfast & Outer Belfast | A Dickson | Comber Road AD | BT26 6NA | 500 | 0 | CHP | Operational | 2016 | Farm-fed | Energy crops & animal slurries | 25000 | 15000 | 10000 | 0 | 0 | 0
YH | North Yorkshire | EF Fenteman & Son | Commonside Farm AD | YO8 8JF | 123 | 0 | CHP | Operational | 2017 | Farm-fed | Slurry, silage | 5000 | 3500 | 1500 | 0 | 0 | 0
SW | Devon | Engie | Condate Biogas | EX36 4LB | 500 | 560 | BtG & CHP | Operational | 2015 | Farm-fed | Energy crops & chicken litter | 66090 | 7500 | 58590 | 0 | 0 | 0
NE | Durham | Calibrate Inc Ltd | Consett AD | DH8 6TA | 176 | 0 | CHP | Operational | 2017 | Farm-fed | Silage | 6000 | 0 | 6000 | 0 | 0 | 0
NE | Durham | Hallwick Energy/Allium Energy | Consett AD Plant | DH8 7ND | 992 | 0 | CHP | Operational | 2014 | Farm-fed | Grass silage, maize silage & wholecrop silage | 20000 | 0 | 20000 | 0 | 0 | 0
WA | West Wales & The Valleys | S Davies | Coomb Farm | SA33 5HP | 485.4 | 0 | CHP | Operational | 2016 | Farm-fed | Cattle slurry & manure | 52195 | 52195 | 0 | 0 | 0 | 0
EE | Norfolk | JF Temple & Sons | Copys Green Farm | NR23 1NY | 170 | 0 | CHP | Operational | 2010 | Farm-fed | Cattle slurry, silage & cheese processing waste | 5000 | 2000 | 2000 | 0 | 0 | 1000
EE | Norfolk | BioCapital Ltd | Corbiere Renewables | NR21 7DY | 250 | 550 | BtG & CHP | Operational | 2015 | Farm-fed | Animal manures & energy crops | 40000 | 9000 | 31000 | 0 | 0 | 0
NI | East of Northern Ireland | T Campbell | Cornakinnegar Road AD | BT67 9JN | 180 | 0 | CHP | Operational | 2015 | Farm-fed | Grass silage & cattle slurry | 8800 | 2200 | 6600 | 0 | 0 | 0
EE | Norfolk | Corner Renewable Energy | Corner AD | NR10 4DT | 1400 | 0 | CHP | Operational | 2011 | Farm-fed | Maize and rye | 25000 | 0 | 25000 | 0 | 0 | 0
SC | South Western Scotland | Corsock Farm | Corsock Farm | DG5 4NR | 0 | 0 | Heat only | Operational | 2004 | Farm-fed | Cattle manure | 80 | 80 | 0 | 0 | 0 | 0
EE | Norfolk | Greener for Life Energy | Coston Hall | NR9 4DT | 475 | 700.15 | BtG & CHP | Operational | 2014 | Farm-fed | Energy crops & animal manure | 12000 | 5500 | 6500 | 0 | 0 | 0
WM | Staffordshire | Tomkinson Farms | Cotton End Farm AD | ST20 0EA | 52 | 0 | CHP | Operational | 2017 | Farm-fed | Dairy slurry | 3000 | 3000 | 0 | 0 | 0 | 0
WM | Herefordshire | STL Energy | Court Farm | HR1 4JU | 1554 | 550 | BtG & CHP | Operational | 2011 | Farm-fed | Apple pomace, maize & cattle slurry | 32100 | 8500 | 3600 | 0 | 20000 | 0
SE | Kent | Oncoland Energy Ltd | Court Lodge | DA4 9DU | 499 | 0 | BtG & CHP | Operational | 2020 | Farm-fed | Maize & grass silage, slurry & manure, processing residues | 37000 | 14000 | 11000 | 0 | 10000 | 2000
EE | Essex | Essex City Council | Courtauld Road AD | SS13 1DB | 4380 | 0 | CHP | Operational | 2015 | Waste-fed | Organic fraction of MSW & C&I waste | 107000 | 0 | 0 | 64000 | 0 | 43000
NE | Northumberland | Sterling Pharma Solutions/Synergie | Cramlington AD | NE23 7QG | - | - | BtG & CHP | Operational | 2023 | Waste-fed | Waste solvents | 0 | 0 | 0 | 0 | 0 | 0
EE | Bedfordshire | Cranfield University | Cranfield University | MK43 0AL | 10 | 0 | CHP | Operational | 2014 | Waste-fed | Food waste | 10 | 0 | 0 | 10 | 0 | 0
NI | West & South of Northern Ireland | Creagh Concrete | Creagh Concrete | BT71 5BJ | 500 | 0 | CHP | Operational | 2017 | Farm-fed | Cattle slurry & crop silage | 15300 | 4000 | 11300 | 0 | 0 | 0
NI | West & South of Northern Ireland | GTG Biogas | Cregagh Road Waste Transfer Station | BT45 8EY | 250 | 0 | CHP | Operational | - | Waste-fed | Organic fraction of MSW | 10000 | 0 | 0 | 6000 | 0 | 4000
SE | Hampshire | SEAB Energy | Croft Farm | SO20 8HX | 6 | 0 | CHP | Operational | 2013 | Farm-fed | Horse manure & bedding straw | 185 | 100 | 0 | 0 | 0 | 85
SC | South Western Scotland | Iona Capital | Crofthead Biogas | DG2 8QW | 8000 | 440 | BtG & CHP | Operational | 2019 | Farm-fed | Cattle slurry, manures, energy crops and dairy residues | 100000 | 0 | 0 | 0 | 0 | 0
EM | Derbyshire | Stanton Energy Limited | Crompton Road AD | DE7 4BG | 1500 | 800 | BtG & CHP | Operational | 2022 | Waste-fed | Green waste, maize silage, manure, food waste, used cooking oil | 41250 | 1500 | 0 | 10600 | 24000 | 0
NW | Cumbria | Crooklands Farm | Crooklands Farm | CA7 3NB | 105 | 0 | CHP | Operational | 2015 | Farm-fed | Cattle slurry | 2000 | 2000 | 0 | 0 | 0 | 0
NI | West & South of Northern Ireland | B Fox | Crossnenagh Road AD | BT60 3HW | 500 | 0 | CHP | Operational | 2014 | Farm-fed | Grass silage & cattle slurry | 11750 | 5000 | 6750 | 0 | 0 | 0
SC | South Western Scotland | Shanks | Cumbernauld AD | G67 3EN | 3600 | 495 | BtG & CHP | Operational | 2011 | Waste-fed | Organic fraction of MSW & C&I waste | 120000 | 0 | 0 | 80000 | 0 | 40000
NI | North of Northern Ireland | W Paul | Curragh Road AD | BT46 5ER | 500 | 0 | CHP | Operational | 2016 | Farm-fed | Crop silage & cattle slurry | 15300 | 4000 | 11300 | 0 | 0 | 0
SC | North East Scotland | Diageo | Dailuaine Distillery | AB38 7RE | 500 | 0 | CHP | Operational | 2013 | Waste-fed | Brewery waste | 15000 | 0 | 0 | 0 | 0 | 15000
SE | Surrey | Bio Group | DBE Energy | GU6 8TB | 250 | 275 | BtG & CHP | Operational | 2019 | Waste-fed | Food waste | 25000 | 0 | 0 | 25000 | 0 | 0
NE | Durham | Biopower Harlepool | Dean Group Business Park AD | TS25 2BW | 5100 | 550 | BtG & CHP | Operational | 2017 | Farm-fed | Energy crops, animal manures, food waste, animal processing wastes & green waste | 45000 | 10000 | 15000 | 10000 | 0 | 10000
EM | Nottinghamshire | Arlington Farming | Dean Hall Farm | NG23 6BB | 237 | 0 | CHP | Operational | 2015 | Farm-fed | Animal manures, maize silage & energy beet | 4000 | 3000 | 1000 | 0 | 0 | 0
EE | Cambridgeshire | Organic Recycling | Decoy Farm | PE6 0LX | 2800 | 0 | CHP | Operational | 2015 | Farm-fed | Energy crops & vegetable waste | 50000 | 0 | 50000 | 0 | 0 | 0
SC | South Western Scotland | Scottish Water Horizons | Deerdykes Composting and Organics Recycling Facility | G68 9NB | 1000 | 0 | CHP | Operational | 2010 | Waste-fed | Food waste | 30000 | 0 | 0 | 30000 | 0 | 0
NI | West & South of Northern Ireland | Evergreen Natural Energy | Deerpark Road AD | BT78 4LB | 500 | 0 | CHP | Operational | 2014 | Farm-fed | Grass silage & cattle slurry | 17650 | 3650 | 14000 | 0 | 0 | 0
EM | Derbyshire | Severn Trent Green Power | Derby Sewage Treatment AD | DE21 7BR | - | 550 | BtG | Operational | 2019 | Waste-fed | Food waste | 50000 | 0 | 0 | 50000 | 0 | 0
NI | West & South of Northern Ireland | Cherry Pipes Ltd | Derryhirk Road AD | BT71 6NH | 500 | 0 | CHP | Operational | 2019 | Farm-fed | Unknown | 0 | 0 | 0 | 0 | 0 | 0
SW | Somerset | Viridor | Dimmer Landfill AD | BA7 7NR | 3000 | 0 | CHP | Operational | 2013 | Waste-fed | Unspecified waste | 15000 | 0 | 0 | 0 | 0 | 15000
NI | North of Northern Ireland | FLI Energy | Dowland Road AD | BT49 0HP | 500 | 0 | CHP | Operational | 2017 | Farm-fed | Crop silage & animal manure | 14000 | 3500 | 10500 | 0 | 0 | 0
SC | North East Scotland | Buchan Biogas | Downiehills Farm | AB42 3LJ | 500 | 550 | BtG & CHP | Operational | 2016 | Farm-fed | Grass silage, wheat, food waste & animal slurries | 55000 | 10000 | 35000 | 10000 | 0 | 0
SC | Eastern Scotland | Dronley Farming Ltd | Dronley Farm AD | DD3 0QJ | 62.3 | 0 | CHP | Operational | 2017 | Farm-fed | Slurry | 3000 | 3000 | 0 | 0 | 0 | 0
NI | West & South of Northern Ireland | N Wylie | Drumflugh Road AD | BT71 7QF | 500 | 0 | CHP | Operational | 2014 | Farm-fed | Animal slurry, poultry litter & energy crops | 21900 | 10950 | 10950 | 0 | 0 | 0
NI | North of Northern Ireland | A Taylor/WIS Renewables | Drumlee Road AD | BT53 7LE | 150 | 0 | CHP | Operational | 2014 | Farm-fed | Crop silage & cattle slurry | 14600 | 5475 | 9125 | 0 | 0 | 0
NI | North of Northern Ireland | M Taylor | Drumslade Road AD | BT52 1SE | 500 | 0 | CHP | Operational | 2017 | Farm-fed | Grass silage & cattle slurry | 18000 | 6000 | 12000 | 0 | 0 | 0
NW | Cumbria | Cumbria Biogas | Dryholme Farm | CA7 4PZ | 1800 | 0 | CHP | Operational | 2011 | Farm-fed | Maize silage & manure | 32000 | 7000 | 25000 | 0 | 0 | 0
NI | East of Northern Ireland | Dunleath Estates Ltd | Dunleath Energy | BT22 2PA | 195 | 0 | CHP | Operational | 2017 | Farm-fed | Slurry/manure | 12500 | 12500 | 0 | 0 | 0 | 0
NI | North of Northern Ireland | R Pollock | Dunnalong Road (2) AD | BT82 0DW | 500 | 0 | CHP | Operational | 2013 | Farm-fed | Grass silage & cattle slurry | 15400 | 3900 | 11500 | 0 | 0 | 0
NW | Cumbria | H2Energy | Durranhill Industrial Estate | CA1 3NQ | 500 | 0 | CHP | Operational | 2016 | Waste-fed | Food waste | 10000 | 0 | 0 | 10000 | 0 | 0
WM | Herefordshire | PT Baker Farms | Eardisley Park Farm | HR3 6NT | 395 | 0 | CHP | Operational | 2013 | Farm-fed | Energy crops & poultry manure | 13000 | 3000 | 10000 | 0 | 0 | 0
WM | Warwickshire | Severn Trent Green Power | East Birmingham AD Facility (Coleshill) | B46 1DG | 2400 | 350 | BtG & CHP | Operational | 2014 | Waste-fed | Food waste | 50000 | 0 | 0 | 50000 | 0 | 0
SC | Eastern Scotland | M Forbes | East Denside Farm | DD5 3QF | 243 | 0 | CHP | Operational | 2014 | Farm-fed | Pig slurry & maize silage | 5000 | 2500 | 2500 | 0 | 0 | 0
EM | Lincolnshire | AEL Biogas | East Kirkby Airfield | PE23 4DE | 1160 | 0 | CHP | Operational | 2013 | Farm-fed | Energy crops, vegetable outgrades & pig slurry | 26325 | 10000 | 10000 | 0 | 6325 | 0
SC | South Western Scotland | Iain Service & Co Ltd | East Knockbrex AD | DG8 6QF | 154 | 0 | CHP | Operational | 2014 | Farm-fed | Cattle slurry | 12800 | 12800 | 0 | 0 | 0 | 0
LDN | Greater London | BioCapital Ltd | East London Biogas | RM9 6FL | 3560 | 1200 | CHP | Operational | 2014 | Waste-fed | Food waste | 70000 | 0 | 0 | 70000 | 0 | 0
SC | Eastern Scotland | RH & DH Allan | East Reston Farm AD | TD14 5RP | 76 | 0 | CHP | Operational | 2016 | Farm-fed | Slurry/manure | 3500 | 3500 | 0 | 0 | 0 | 0
SE | Hampshire | Clean Power Properties | Eastleigh Array Energy Recovery Centre | SO50 6RQ | 3000 | 0 | CHP | Operational | 2021 | Waste-fed | Organic fraction of MSW | 67000 | 0 | 0 | 40200 | 0 | 26800
SE | Kent | St Nicholas Court Farms | Ebbsfleet Farm | CT12 5DL | 489 | 550 | BtG & CHP | Operational | 2013 | Farm-fed | Energy crops | 30000 | 0 | 30000 | 0 | 0 | 0
SC | South Western Scotland | Enva Organics | Edge Farm Composting | G72 2LE | 500 | 0 | CHP | Operational | 2021 | Waste-fed | Green waste | 12000 | 0 | 0 | 0 | 0 | 12000
SW | Devon | Cranbrook Renewables | Edgeworthy Farm | EX16 8NL | 182.5 | 0 | CHP | Operational | 2015 | Farm-fed | Animal slurries, poultry manure & cattle manure | 12764 | 12764 | 0 | 0 | 0 | 0
NW | Cheshire | Argent Energy | Ellesmere Port Biodiesel Plant | CH65 4EY | 500 | 0 | CHP | Operational | 2016 | Waste-fed | Biodiesel processing waste | 17500 | 0 | 0 | 0 | 0 | 17500
EE | Suffolk | Eco Verde Energy / Privilege Finance | Ellough AD | NR34 7TL | 12000 | 1100 | BtG & CHP | Operational | 2014 | Farm-fed | Energy crops & sugar beet pulp | 100000 | 0 | 100000 | 0 | 0 | 0
YH | East Riding of Yorkshire | Spencer Group | Energy Works Hull | HU8 8AD | 250 | 304.15 | BtG & CHP | Operational | 2018 | Waste-fed | Organic fraction of MSW & C&I waste | 60000 | 0 | 0 | 36000 | 0 | 24000
NI | West & South of Northern Ireland | Erganagh Dairies | Erganagh Dairies | BT81 7JQ | 250 | 0 | CHP | Operational | 2015 | Farm-fed | Grass silage & cattle slurry | 6100 | 1000 | 5100 | 0 | 0 | 0
EE | Suffolk | Material Change/Strutt & Parker Farms | Euston Biogas | IP24 2QP | 448 | 600 | BtG & CHP | Operational | 2015 | Farm-fed | Maize | 65000 | 8000 | 57000 | 0 | 0 | 0
SW | Somerset | Adapt Biogas | Evercreech Junction | BA4 6LX | 499 | 1000 | BtG & CHP | Operational | 2022 | Waste-fed | Food waste & unspecified agricultural wastes | 95000 | 5000 | 0 | 90000 | 0 | 0
WA | East Wales | Trade Effluent Services | Factory Road AD | CH5 2DD | 500 | 0 | CHP | Operational | 2016 | Waste-fed | C&I food waste | 13000 | 0 | 0 | 13000 | 0 | 0
EE | Essex | Biogen/Ancala | Fairfields Farm | CO6 3AQ | 450 | 550 | BtG & CHP | Operational | 2017 | Farm-fed | Grass silage, rye & maize | 22000 | 0 | 22000 | 0 | 0 | 0
NW | Lancashire | Global Renewables Lancashire Ltd/ Lancashire Council | Farington Waste Recovery Park | PR26 6TB | 1900 | 0 | CHP | Operational | 2010 | Waste-fed | Organic fraction of MSW | 105000 | 0 | 0 | 61000 | 0 | 44000
SE | Hampshire | Apsley Energy | Faulkners Down Farm | SP11 6LZ | 495 | 550 | BtG & CHP | Operational | 2012 | Farm-fed | Maize, wheat & energy beet | 40500 | 0 | 40500 | 0 | 0 | 0
EM | Northamptonshire | Fernbrook Bio | Fernbrook AD | NN16 8XF | 1519 | 0 | CHP | Operational | 2010 | Waste-fed | Food waste | 49000 | 0 | 0 | 49000 | 0 | 0
SE | West Sussex | Little Oak Energy | Five Oaks Sawmill | RH14 9BD | 50 | 0 | CHP | Operational | 2014 | Farm-fed | Grass silage & maize silage | 1100 | 0 | 1100 | 0 | 0 | 0
SE | Kent | G Reynolds | Forest Farm | TN17 4LG | 400 | 0 | CHP | Operational | 2018 | Farm-fed | Cattle slurry, farm yard manure, poultry manure, rye silage, maize & beet | 15552 | 8632 | 6920 | 0 | 0 | 0
NW | Merseyside | Olleco | Foster Street AD | L20 8EX | 499 | 0 | CHP | Operational | 2014 | Waste-fed | Waste streams from UCO biodiesel production | 25000 | 0 | 0 | 0 | 0 | 25000
SE | Kent | C Apps | Four Barns Farm | TN29 9QT | 185 | 0 | CHP | Operational | 2015 | Farm-fed | Polutry manure & ryegrass | 5095 | 1095 | 4000 | 0 | 0 | 0
YH | North Lincolnshire | 2 Sisters Food Group | Foxhills Industrial Estate | DN15 8QW | 1189 | 0 | CHP | Operational | 2016 | Waste-fed | Poultry processing waste | 18615 | 0 | 0 | 0 | 0 | 18615
WM | Shropshire | GC Davies & Co. | Foxholes Farm | SY4 2LG | 484 | 0 | CHP | Operational | 2014 | Farm-fed | Energy crops | 20000 | 0 | 20000 | 0 | 0 | 0
SW | Cornwall | Greener for Life Energy/Material Change | Fraddon AD | TR9 6NL | 237 | 330 | BtG & CHP | Operational | 2014 | Farm-fed | Pig slurry & bakery waste | 35000 | 20000 | 0 | 15000 | 0 | 0
EE | Essex | Shanks Waste Management | Frog Island AD | RM13 8EN | 4000 | 0 | CHP | Operational | 2013 | Waste-fed | Food waste | 100000 | 0 | 0 | 100000 | 0 | 0
WA | West Wales & The Valleys | GB Jones Ltd | Fron Bella AD | LL24 0TE | 82 | 0 | CHP | Operational | 2017 | Farm-fed | Dairy slurry | 3500 | 3500 | 0 | 0 | 0 | 0
EE | Norfolk | Frost Row Farm Energy | Frost Row Farm | NR9 4NW | 195 | 0 | CHP | Operational | 2015 | Farm-fed | Energy crops & animal manure | 10000 | 4600 | 5400 | 0 | 0 | 0
SW | Somerset | EJ Badman & Son Ltd | Garden End Farm | BA5 1PN | 50 | 0 | CHP | Operational | - | Farm-fed | Slurry | 1000 | 1000 | 0 | 0 | 0 | 0
NW | Cheshire | Trinity Organics / Perpetual Next | Garth Road AD | CH65 4ET | 250 | 450 | BtG | Operational | 2021 | Farm-fed | Agricultural residues | 36000 | 0 | 0 | 0 | 36000 | 0
NI | West & South of Northern Ireland | R McKeown | Garvagh Road AD 2 | BT70 3LS | 250 | 0 | CHP | Operational | - | Farm-fed | Grass silage, poultry manure & cattle slurry | 2900 | 100 | 2800 | 0 | 0 | 0
SC | North East Scotland | J Rennie & Son | Gask Farm | AB53 8BP | 460 | 0 | CHP | Operational | 2006 | Farm-fed | Pig slurry & animal processing wastes | 15000 | 12000 | 0 | 0 | 0 | 3000
SW | Dorset | Gaunts Estate | Gaunts House AD | BH21 4JQ | 138 | 0 | CHP | Operational | 2014 | Farm-fed | Ryegrass & energy beet | 4223 | 0 | 4223 | 0 | 0 | 0
SW | Bristol | GENeco | GENeco Food Waste Recycling Plant | BS11 0YS | 1750 | 1375 | BtG & CHP | Operational | 2012 | Waste-fed | Food waste | 60000 | 0 | 0 | 60000 | 0 | 0
SC | South Western Scotland | Mr J McIntosh | Genoch Mains Farm | DG9 9ES | 225 | 0 | CHP | Operational | 2014 | Farm-fed | Cattle slurry. Grass silage & maize silage | 17500 | 16500 | 1000 | 0 | 0 | 0
SC | South Western Scotland | Mr J McIntosh | Genoch Mains Farm (Extension) | DG9 9ES | 237 | 0 | CHP | Operational | 2015 | Farm-fed | Cattle slurry. Grass silage & maize silage | 17500 | 16500 | 1000 | 0 | 0 | 0
NI | West & South of Northern Ireland | Gilfresh Produce | Gilfresh Produce | BT61 8PZ | 500 | 0 | CHP | Operational | 2015 | Farm-fed | Vegetable waste, energy crops & animal slurries | 14000 | 2000 | 4000 | 0 | 8000 | 0
SC | South Western Scotland | Grissan Energy | Girvan Distillery 1 | KA26 9PL | 7200 | 2750 | BtG & CHP | Operational | 2009 | Waste-fed | Brewery waste | 300000 | 0 | 0 | 0 | 0 | 300000
SC | South Western Scotland | AB Young | Girvan Mains Farm | KA26 9JD | 238 | 0 | CHP | Operational | 2016 | Farm-fed | Grass silage, maize, beet & manures | 8000 | 3000 | 5000 | 0 | 0 | 0
SC | South Western Scotland | AGTEC | Girvan Road AD | KA26 9LN | 98 | 0 | CHP | Operational | 2016 | Farm-fed | Cattle slurry & grass silage | 7000 | 5000 | 2000 | 0 | 0 | 0
WA | East Wales | G & A Powell | Glanmeheli Farm | SY16 4LN | 465 | 0 | CHP | Operational | 2015 | Farm-fed | Poultry manure, cattle manure, fodder beat & maize silage | 9700 | 2700 | 7000 | 0 | 0 | 0
SC | South Western Scotland | Viridor | Glasgow Renewable Energy and Recycling Centre | G42 0PJ | 4000 | 0 | CHP | Operational | 2016 | Waste-fed | Food waste | 100000 | 0 | 0 | 100000 | 0 | 0
SC | North East Scotland | Diageo | Glendullan Distillery | AB55 4DJ | 500 | 0 | CHP | Operational | 2015 | Waste-fed | Brewery waste | 15000 | 0 | 0 | 0 | 0 | 15000
SC | Highlands & Islands | William Grant & Sons | Glenfiddich Distillery | AB55 4DH | 3500 | 1500 | BtG | Operational | 2015 | Waste-fed | Distillery wastes | 80000 | 0 | 0 | 0 | 0 | 80000
SC | Highlands & Islands | Glenmorangie | Glenmorangie Distillery | IV19 1PZ | - | 0 | Heat only | Operational | 2015 | Waste-fed | Brewery waste | 50000 | 0 | 0 | 0 | 0 | 50000
NI | East of Northern Ireland | A Williams | Gobrana Road AD | BT29 4LQ | 500 | 0 | CHP | Operational | 2014 | Farm-fed | Maize silage, grass silage & animal slurry | 21900 | 14600 | 7300 | 0 | 0 | 0
EM | Northamptonshire | Ancillary Components Ltd | Goosey Lodge | NN10 9LU | 200 | 0 | CHP | Operational | 2014 | Waste-fed | Food waste & animal processing by-products | 3650 | 0 | 0 | 3000 | 0 | 650
SW | Devon | Engie | Gorst Energy | EX5 1AF | 500 | 400 | BtG & CHP | Operational | 2015 | Farm-fed | Pig slurry, chicken litter, maize silage & wheat | 66171 | 30882 | 35289 | 0 | 0 | 0
NI | West & South of Northern Ireland | Connective Energy Holdings | Gortahurk Road AD | BT92 9DD | - | 0 | Remote CHP | Operational | 2018 | Farm-fed | Containerised biogas produced offsite | 0 | 0 | 0 | 0 | 0 | 0
NI | North of Northern Ireland | R Boggs | Gorthill AD | BT47 3JR | 500 | 0 | CHP | Operational | 2017 | Farm-fed | Grass silage & animal slurries | 13100 | 2100 | 11000 | 0 | 0 | 0
NI | North of Northern Ireland | Lodge Renewables | Gortnaskea Road AD | BT45 7JX | 330 | 0 | CHP | Operational | 2016 | Farm-fed | Grass silage & cattle slurry | 6200 | 2900 | 3300 | 0 | 0 | 0
EM | Lincolnshire | Grange Farm | Grange Farm (Grantham) | NG32 2HB | 165 | 0 | CHP | Operational | 2015 | Farm-fed | Wholecrop rye | 3440 | 0 | 3440 | 0 | 0 | 0
EE | Norfolk | Qila Energy | Grange Farm (Snetterton) | NR16 2LA | 475 | 0 | CHP | Operational | 2014 | Farm-fed | Cattle manure, poultry litter, maize silage, forage rye, grass silage & wholecrop rye | 11800 | 5500 | 6300 | 0 | 0 | 0
EM | Lincolnshire | RHJ Farms | Grange Farm (Spilsby) | PE23 5DD | 237 | 0 | CHP | Operational | 2014 | Farm-fed | farm yard manure, wholecrop wheat & pig slurry | 13925 | 11175 | 2750 | 0 | 0 | 0
EM | Lincolnshire | Grange Farm Energy | Grange Farm (Spridlington) | LN8 2DN | 500 | 495 | BtG & CHP | Operational | 2014 | Farm-fed | Maize & grass silage | 22500 | 0 | 22500 | 0 | 0 | 0
SE | Oxfordshire | Taylor Farms | Grange Farm (Swalcliffe) | OX15 5EX | 490 | 0 | CHP | Operational | 2014 | Farm-fed | Maize, energy beet, poultry litter, slurry & farm yard manure | 14125 | 4125 | 10000 | 0 | 0 | 0
NI | West & South of Northern Ireland | BioCapital Ltd | Granville Eco Park | BT70 1NJ | 4800 | 0 | BtG & CHP | Operational | 2013 | Waste-fed | Food waste | 90000 | 0 | 0 | 90000 | 0 | 0
YH | North Yorkshire | Gravel Pit Farm Biogas | Gravel Pit Farm | YO41 1LN | 4500 | 250 | BtG & CHP | Operational | 2016 | Farm-fed | Cattle slurry & energy crops | 20000 | 18000 | 2000 | 0 | 0 | 0
EM | Lincolnshire | Ermine Farms Ltd | Grayingham Grange Farm | DN21 4JD | 112 | 0 | CHP | Operational | 2014 | Farm-fed | Animal manure, slurries & maize silage | 6174 | 3500 | 2674 | 0 | 0 | 0
SW | Cornwall | Great Brynn Barton Farm | Great Brynn Barton Farm | PL26 8LH | 250 | 0 | CHP | Operational | 2014 | Farm-fed | Animal manure & energy crops | 7000 | 5600 | 1400 | 0 | 0 | 0
WA | East Wales | Brecon Beacons National Park | Great Porthamel Farm | LD3 0DL | 470 | 0 | CHP | Operational | 2013 | Waste-fed | Animal manure, maize & animal processing waste | 35000 | 2500 | 7500 | 0 | 0 | 25000
WM | Herefordshire | Ynergy | Great Ynys Farm | HR2 8EP | 235 | 0 | CHP | Operational | 2011 | Farm-fed | Poultry slurry, cattle slurry & maize silage | 5300 | 1600 | 3700 | 0 | 0 | 0
EM | Leicestershire | AC Shropshire | Green Lodge Farm | LE9 3LE | 1140 | 0 | CHP | Operational | 2013 | Waste-fed | Pig slurry & food waste | 86000 | 34500 | 0 | 51500 | 0 | 0
EE | Hertfordshire | Guy & Wright | Green Tye AD | SG10 6JJ | 500 | 0 | CHP | Operational | 2009 | Farm-fed | Vegetable outgrades | 10000 | 0 | 0 | 0 | 10000 | 0
NI | West & South of Northern Ireland | Greencircle Renewables Ltd | Greencircle AD | BT60 4QA | 480 | 0 | CHP | Operational | 2017 | Waste-fed | Slurry, food waste | 10000 | 5000 | 0 | 5000 | 0 | 0
YH | North Yorkshire | Greencore Grocery Limited | Greencore Grocery | YO8 5BJ | 184 | 0 | CHP | Operational | 2015 | Waste-fed | Food waste | 9125 | 0 | 0 | 9125 | 0 | 0
NW | Cumbria | Hayton Agriculture Ltd | Greengills Farm | CA11 8SE | 2399 | 0 | CHP | Operational | 2016 | Farm-fed | Maize, grass silage & manure | 23500 | 500 | 23000 | 0 | 0 | 0
SE | Isle of Wight | Black Dog Biogas | Greenhill AD | PO30 5TS | 1000 | 0 | CHP | Operational | 2015 | Farm-fed | Maize silgae & cattle slurry | 10760 | 2000 | 8760 | 0 | 0 | 0
NI | East of Northern Ireland | Thompson Recycled Oil | Greenogue Road AD | BT25 1RG | 500 | 0 | CHP | Operational | 2014 | Farm-fed | Crop silage, cattle slurry & possible on-site effluents | 15300 | 4000 | 11300 | 0 | 0 | 0
NI | West & South of Northern Ireland | Greenville Energy | Greenville Energy | BT78 4LU | 1000 | 0 | CHP | Operational | 2012 | Waste-fed | Animal slurry & food waste | 25000 | 10000 | 0 | 15000 | 0 | 0
EE | Cambridgeshire | Pretoria Energy | Greys Farm | CB6 2AZ | 1440 | 550 | BtG & CHP | Operational | 2017 | Farm-fed | Maize | 80000 | 0 | 80000 | 0 | 0 | 0
WM | Staffordshire | Grindley House Farm | Grindley House Farm | ST18 0LR | 250 | 600 | BtG & CHP | Operational | 2016 | Farm-fed | Maize silage, grass silage, animal slurry & poultry litter | 36000 | 10000 | 26000 | 0 | 0 | 0
SC | South Western Scotland | GlaxoSmithKline | GSK Irvine | KA11 5AP | 980 | 0 | CHP | Operational | 2015 | Waste-fed | Factory waste | 10000 | 0 | 0 | 0 | 0 | 10000
WA | West Wales & The Valleys | Biogen | GwyriAD | LL54 5DF | 1700 | 0 | CHP | Operational | 2013 | Waste-fed | Food waste | 11500 | 0 | 0 | 11500 | 0 | 0
EE | Cambridgeshire | Histon Sweet Spreads Limited | Hain Daniels AD | CB24 9NR | 240 | 0 | CHP | Operational | 2014 | Waste-fed | Effluents from drinks production | 10000 | 0 | 0 | 0 | 0 | 10000
WM | Shropshire | WRAP | Hall Farm | SY8 3EX | 0 | 0 | Heat only | Operational | 2014 | Farm-fed | Slurry | 2555 | 2555 | 0 | 0 | 0 | 0
NI | East of Northern Ireland | Halls Pig Farm | Halls Pig Farm | BT36 5SF | 500 | 0 | CHP | Operational | 2020 | Farm-fed | Pig slurry & cattle slurry | 20000 | 20000 | 0 | 0 | 0 | 0
EE | Essex | Biogen | Halstead AD | CO9 2SZ | 2000 | - | CHP | Operational | 2014 | Waste-fed | Food waste | 45000 | 0 | 0 | 45000 | 0 | 0
SC | North East Scotland | Harpers Transport | Harpers Transport AD | AB52 6XP | 197 | 0 | CHP | Operational | 2016 | Farm-fed | Agricultural residues | 10000 | 0 | 0 | 0 | 10000 | 0
YH | East Riding of Yorkshire | Burton Agnes Renewables Ltd | Harpham Grange Farm | YO25 4NE | 485 | 550 | BtG & CHP | Operational | 2016 | Farm-fed | Maize, rye, poultry litter, pig manure & pig slurry | 56000 | 15000 | 41000 | 0 | 0 | 0
SC | Eastern Scotland | Grissan Energy | Hatton Farm AD | DD7 6LP | 500 | 450 | BtG & CHP | Operational | 2017 | Farm-fed | Maize silage, rye silage, sugar beet | 38000 | 0 | 38000 | 0 | 0 | 0
NW | Cheshire | Normans Farm Gas Power Ltd | Haznortra Farm AD | CH64 8TQ | 200 | 0 | CHP | Operational | 2016 | Farm-fed | Cattle slurry. Silage | 22000 | 14500 | 7500 | 0 | 0 | 0
WM | Shropshire | Bedstone Growers | Heath Farm (Hopton Heath) | SY7 0QB | 350 | 0 | CHP | Operational | 2012 | Farm-fed | Poultry litter & energy crops | 6000 | 3600 | 2400 | 0 | 0 | 0
EM | Lincolnshire | Ermine Farms Ltd | Heath Farm (Market Rasen) | LN8 2AE | 112 | 0 | CHP | Operational | 2014 | Farm-fed | Animal manure, slurries & wholecrop wheat | 7418 | 5418 | 2000 | 0 | 0 | 0
EM | Lincolnshire | Agraferm/Future Biogas | Heath Farm (Metheringham) | LN4 2AL | 440 | 600 | BtG & CHP | Operational | 2015 | Farm-fed | Maize | 45000 | 0 | 45000 | 0 | 0 | 0
EM | Northamptonshire | Material Change | Helmdon AD | NN13 5QD | 500 | 450 | BtG & CHP | Operational | 2015 | Waste-fed | Green waste & maize silage | 30000 | 0 | 15000 | 0 | 0 | 15000
EM | Lincolnshire | BioteCH4 | Hemswell Cliff Industrial Estate | DN21 5TU | 6000 | 950 | BtG & CHP | Operational | 2015 | Waste-fed | Food waste | 140000 | 0 | 0 | 140000 | 0 | 0
WA | East Wales | Hendre Poultry Ltd | Hendre Farm AD | LD7 1YT | 92 | 0 | CHP | Operational | 2016 | Farm-fed | Dairy slurry, silage | 4000 | 3000 | 1000 | 0 | 0 | 0
SE | Berkshire | RKE BioGroup / Barfoots Energy | Herriard Estate | RG25 2NS | 1195 | 0 | CHP | Operational | 2013 | Waste-fed | Food waste & energy crops | 29000 | 0 | 14500 | 14500 | 0 | 0
NI | West & South of Northern Ireland | Hewitt Meats | Hewitt Meats AD | BT61 8QB | 500 | 0 | CHP | Operational | 2018 | Farm-fed | Grass silage, cereal silage, chicken manure & bull slurry | 14575 | 5785 | 8790 | 0 | 0 | 0
YH | North Lincolnshire | Merlin Renewables | Hibaldstow Airfield | DN20 9NN | 500 | 550 | BtG & CHP | Operational | 2014 | Farm-fed | Energy crops | 36000 | 0 | 36000 | 0 | 0 | 0
NE | Durham | High Hedley Hope Farm | High Hedley Hope Farm | DL13 4PR | 450 | 400 | BtG & CHP | Operational | 2014 | Waste-fed | Animal slurry, grass silage & animal processing waste | 17400 | 3500 | 3200 | 0 | 0 | 10700
SW | Dorset | Gaunts Estate | High Lea AD | BH21 5AA | 115 | 0 | CHP | Operational | 2014 | Farm-fed | Maize, fodder beet & crop waste | 3200 | 0 | 2200 | 0 | 1000 | 0
SW | Somerset | EG Cox & Son | Higher Bere Chapel Farm | TA18 8QA | 475 | 0 | CHP | Operational | 2014 | Farm-fed | Maize | 10000 | 0 | 10000 | 0 | 0 | 0
SW | Dorset | Melbury Bioenergy Ltd | Higher Holt Farm | DT2 0LX | 242 | 0 | CHP | Operational | 2014 | Farm-fed | Manure & slurry | 13000 | 13000 | 0 | 0 | 0 | 0
WM | Warwickshire | Brinklow Biogas | Highwood Farm | CV23 0NJ | 485 | 550 | BtG & CHP | Operational | 2016 | Farm-fed | Maize silage | 22800 | 0 | 22800 | 0 | 0 | 0
SW | Gloucestershire | Purton Manor Farms | Hill Farm (Lensbrook) | GL15 4LR | 235 | 0 | CHP | Operational | 2014 | Farm-fed | Cattle slurry & poultry manure | 9932 | 9932 | 0 | 0 | 0 | 0
EE | Suffolk | Boxford (Suffolk) Farms | Hill Farm (Polstead) | CO10 5NY | 465.8 | 0 | CHP | Operational | 2014 | Farm-fed | Animal slurry, energy crops & apple processing waste | 15050 | 2200 | 6350 | 0 | 6500 | 0
YH | West Yorkshire | Hay Farms | Hill Top Farm AD | WF9 5JB | 582 | 0 | CHP | Operational | 2016 | Waste-fed | Poultry manure | 20000 | 20000 | 0 | 0 | 0 | 0
NW | Lancashire | Cockerham Green Energy | Hillam Lane Farm | LA2 0DX | 461 | 0 | CHP | Operational | 2014 | Farm-fed | Cattle slurry, poultry manure & grass silage | 12000 | 10800 | 1200 | 0 | 0 | 0
NW | Lancashire | Cockerham Green Energy | Hillam Lane Farm (phase 2) | LA2 0DX | 500 | 0 | CHP | Operational | 2017 | Farm-fed | Cattle slurry, poultry manure & grass silage | 12000 | 10800 | 1200 | 0 | 0 | 0
SE | Berkshire | Hillfoot Farm | Hillfoot Farm | RG7 6PG | 180 | 0 | CHP | Operational | 2013 | Farm-fed | Slurry | 2500 | 2500 | 0 | 0 | 0 | 0
SW | Devon |  | Hogsbrook Farm / Willowglen Renewables | EX5 1PY | 1300 | 0 | CHP | Operational | 2014 | Farm-fed | Energy crops & animal manure | 28900 | 7300 | 21600 | 0 | 0 | 0
EM | Lincolnshire | FKB Farming | Holdingham Bioenergy | NG34 8NP | 498 | 826.1 | BtG & CHP | Operational | 2015 | Farm-fed | Maize, sugar beet, grass silage & poultry manure | 69340 | 6840 | 62500 | 0 | 0 | 0
EE | Norfolk | Egmere Energy AD | Holkham Estate, Egmere, North Norfolk | NR22 6BD | 500 | 550 | BtG & CHP | Operational | 2014 | Farm-fed | Energy crops | 35000 | 0 | 35000 | 0 | 0 | 0
NI | West & South of Northern Ireland | Holly Park Farm Energy | Holly Park Farm | BT78 2DS | 500 | 0 | CHP | Operational | 2012 | Farm-fed | Grass silage & cattle slurry | 16875 | 10000 | 6875 | 0 | 0 | 0
YH | East Riding of Yorkshire | BioteCH4 | Holme Bioenergy | YO43 4AG | 370 | 950 | BtG | Operational | 2019 | Waste-fed | Food waste soup | 80000 | 0 | 0 | 80000 | 0 | 0
SW | Devon | Severn Trent Green Power | Holsworthy Biogas Plant | EX22 7HH | 3200 | 0 | CHP | Operational | 2002 | Waste-fed | Food waste | 80000 | 0 | 0 | 80000 | 0 | 0
EE | Suffolk | Eco Verde Energy | Holton Renewable Energy | IP19 8NJ | 1500 | 0 | CHP | Operational | 2013 | Waste-fed | Animal processing waste | 28000 | 0 | 0 | 0 | 0 | 28000
SE | Buckinghamshire | Brayfield Farms | Home Farm (Brayfield) | MK46 4HR | 146 | 0 | CHP | Operational | 2015 | Farm-fed | Maize silage | 3256 | 0 | 3256 | 0 | 0 | 0
EE | Norfolk | JE & EME Ames | Home Farm (Brunstead) | NR12 9ES | 194.5 | 0 | CHP | Operational | 2014 | Farm-fed | Pig slurry, poultry litter, maize silage & grass silage | 12500 | 10500 | 2000 | 0 | 0 | 0
EM | Northamptonshire | Cranford Management | Home Farm (Cranford) | NN14 4AL | 116 | 0 | CHP | Operational | 2013 | Farm-fed | Maize silage & grass silage | 2964 | 0 | 2964 | 0 | 0 | 0
WM | Shropshire | Stretton Energy | Home Farm (Leebotwood) | SY6 6LX | 495 | 0 | CHP | Operational | 2014 | Farm-fed | Poultry manure & energy crops | 13300 | 3000 | 10300 | 0 | 0 | 0
YH | North Yorkshire | Iona Capital | Home Farm (Newby) | DL7 9HB | 700 | 0 | CHP | Operational | 2014 | Farm-fed | Animal manure, grass silage & vegetable waste | 6500 | 4000 | 2000 | 0 | 500 | 0
EM | Lincolnshire | Qila Energy | Home Farm (Scrivelsby) | LN9 6JB | 475 | 0 | CHP | Operational | 2014 | Farm-fed | Poultry litter, wholecrop rye, maize, grass silage & cattle manure | 10430 | 4930 | 5500 | 0 | 0 | 0
SW | Gloucestershire | H&Q Farming | Homeleaze Farm | GL7 5DF | 350 | 0 | CHP | Operational | 2011 | Farm-fed | Animal slurry & energy crops | 21000 | 6000 | 15000 | 0 | 0 | 0
SW | Dorset | Gaunts Estate | Honeybrook Farm | BH21 4JE | 150 | 0 | CHP | Operational | 2015 | Farm-fed | Ryegrass & energy beet | 4683 | 0 | 4683 | 0 | 0 | 0
EM | Lincolnshire | Adjuvo Energy | Honeypot Farm | NG33 5LY | 178.8 | 0 | CHP | Operational | 2015 | Farm-fed | Rye, maize silage & poultry litter | 5500 | 1000 | 4500 | 0 | 0 | 0
NE | Durham | Limelight Energy Ltd | Hope House Farm | TS21 2HF | 500 | 0 | CHP | Operational | 2017 | Farm-fed | Cattle manure & grass silage | 16000 | 10000 | 6000 | 0 | 0 | 0
WM | Shropshire | Pickstock Telford | Hortonwood Industrial Estate | TF1 7FA | 487 | 0 | CHP | Operational | 2016 | Waste-fed | Paunch, animal slurries & abattoir wastes | 15700 | 2000 | 0 | 0 | 0 | 13700
EM | Leicestershire | The Co-Operative/ENERG Ltd | Houghton Lodge Farm | LE7 9GB | 2000 | 0 | CHP | Operational | 2021 | Farm-fed | Maize, grass silage & animal manure | 30000 | 6000 | 24000 | 0 | 0 | 0
YH | North Yorkshire | Iona Capital | Howla Hay AD | TS14 6QB | 1100 | 0 | CHP | Operational | 2014 | Farm-fed | Animal slurry & energy crops | 8250 | 3900 | 4350 | 0 | 0 | 0
NI | East of Northern Ireland | Hunniford Energy | Hunniford Farm | BT62 1QW | 500 | 0 | CHP | Operational | 2013 | Waste-fed | Animal processing waste, animal slurry & crop silage | 35000 | 5000 | 5000 | 0 | 0 | 25000
NI | West & South of Northern Ireland | IB Energy | IB Energy | BT78 3EL | 500 | 0 | CHP | Operational | 2013 | Farm-fed | Grass silage & cattle slurry | 15000 | 10000 | 5000 | 0 | 0 | 0
SE | Oxfordshire | Scotia Gas Networks/DB Consulting and Rights | Icknield Farm | OX10 6AS | 400 | 600 | BtG & CHP | Operational | 2014 | Farm-fed | Cereal crops, maize & pig slurry | 34000 | 10000 | 24000 | 0 | 0 | 0
SC | Highlands & Islands | Ignis Wick Ltd | Ignis Wick AD | KW1 5BA | 197 | 0 | CHP | Operational | 2017 | Waste-fed | Distillery waste | 6000 | 0 | 0 | 0 | 0 | 6000
YH | North Yorkshire | AVG Imperial Limited | Imperial Park | TS6 6BA | 5100 | 0 | CHP | Operational | 2017 | Waste-fed | Maize, wheat chaff, slurry, food waste, garden waste, animal by-product & glycerol | 125000 | 0 | 40000 | 40000 | 5000 | 40000
SC | Eastern Scotland | RM Brown & Son/Qila Energy | Inchdairnie Farm | KY5 0UL | 2000 | 500 | BtG & CHP | Operational | 2016 | Farm-fed | Maize, distillery draff & rye | 40000 | 0 | 26000 | 0 | 0 | 14000
YH | North Yorkshire | Intake Energy Limited | Intake Farm | BD23 6PP | 75 | 0 | CHP | Operational | 2013 | Farm-fed | Slurry | 1000 | 1000 | 0 | 0 | 0 | 0
SC | Highlands & Islands | Whyte & Mackay | Invergordon Distillery | IV18 0HP | 250 | 500 | BtG & CHP | Operational | 2017 | Waste-fed | Brewery waste | 36500 | 0 | 0 | 0 | 0 | 36500
NI | West & South of Northern Ireland | JMW Farms | JMW Farms | BT60 4PZ | 500 | 0 | CHP | Operational | 2011 | Farm-fed | Pig slurry & energy crops | 10000 | 8000 | 2000 | 0 | 0 | 0
YH | North Yorkshire | Heineken | John Smiths Brewery | LS24 9SA | 500 | 0 | CHP | Operational | 2008 | Waste-fed | Brewery waste | 10000 | 0 | 0 | 0 | 0 | 10000
NI | North of Northern Ireland | Just Farm Energy | Just Farm Energy | BT51 5PQ | 500 | 0 | CHP | Operational | 2016 | Farm-fed | Animal slurries & energy crops | 10000 | 2000 | 8000 | 0 | 0 | 0
NW | Cumbria | AS & CE Coulthard | Justicetown Farm | CA6 6AH | 100 | 0 | CHP | Operational | 2014 | Farm-fed | Cattle slurry | 3000 | 3000 | 0 | 0 | 0 | 0
SW | Somerset | Keen's Cheddar Ltd | Keen's Cheddar AD | BA9 8JR | 51 | 0 | CHP | Operational | 2016 | Waste-fed | Cheese processing waste | 3500 | 0 | 0 | 0 | 0 | 3500
SC | Eastern Scotland | Keithick Biogas | Keithick Farm | PH13 9NA | 249 | 605 | BtG & CHP | Operational | 2014 | Farm-fed | Whole crop rye, maize, sugar beet off-cuts, raw silage & poultry litter | 36000 | 6000 | 30000 | 0 | 0 | 0
NW | Cumbria | JL Hall | Kelsick House Farm | CA7 4TL | 118 | 0 | CHP | Operational | 2015 | Farm-fed | Poultry litter & grass silage | 3000 | 2000 | 1000 | 0 | 0 | 0
SE | Kent | DS Smith / E.ON Energy | Kemsley Paper Mill | ME9 8SR | 500 | 1000 | BtG & CHP | Operational | 2022 | Waste-fed | Paper mill effluent | 20000 | 0 | 0 | 0 | 0 | 20000
EE | Norfolk | Greenshoots Energy | Kenninghall Renewable Energy Facility | NR16 2DU | 1200 | 0 | CHP | Operational | 2015 | Farm-fed | Cattle slurry, poultry litter & maize | 26805 | 9650 | 17155 | 0 | 0 | 0
NI | North of Northern Ireland | J Blair | Kilmoyle Road AD | BT53 6NR | 500 | 0 | CHP | Operational | 2017 | Farm-fed | Energy crops & animal slurries | 15000 | 3500 | 11500 | 0 | 0 | 0
SW | Wiltshire | Thamesdown Recycling | Kingshill Recycling Centre | SN6 6JR | 500 | 0 | CHP | Operational | 2012 | Waste-fed | Food waste | 18250 | 0 | 0 | 18250 | 0 | 0
SC | North East Scotland | Yorston & Sinclair | Kinknockie Farm | AB41 7RL | 457 | 0 | CHP | Operational | 2014 | Farm-fed | Animal slurries & energy crops | 9500 | 950 | 8550 | 0 | 0 | 0
NW | Cumbria | Little WC & Son | Kirkbride House Farm | CA7 5JR | 470 | 0 | CHP | Operational | 2014 | Farm-fed | Energy crops & animal slurries | 16000 | 11000 | 5000 | 0 | 0 | 0
SC | Eastern Scotland | Kirkton Farm | Kirkton Farm | DD5 3QN | 475 | 0 | CHP | Operational | 2016 | Farm-fed | Animal slurries & energy crops | 2000 | 1000 | 1000 | 0 | 0 | 0
NI | West & South of Northern Ireland | Amber Green | Knockaginny Road AD | BT68 4UL | 500 | 0 | CHP | Operational | 2016 | Farm-fed | Grass silage & animal slurries | 15100 | 5100 | 10000 | 0 | 0 | 0
SC | South Western Scotland | Knockrivoch Farm | Knockrivoch Farm | KA21 6NH | 150 | 0 | Heat only | Operational | 2006 | Farm-fed | Cattle slurry | 480 | 480 | 0 | 0 | 0 | 0
SE | Oxfordshire | Kraft Food | Kraft Food AD | OX16 2QU | 250 | 0 | CHP | Operational | 2013 | Waste-fed | Coffee waste | 10000 | 0 | 0 | 0 | 0 | 10000
EM | Lincolnshire | Qila Energy | Laburnum House | PE22 7AN | 475 | 0 | CHP | Operational | 2014 | Farm-fed | Cattle manure, pig manure, sugar beet, grass silage, wholecrop rye, wheat straw, grain waste, chicken litter & pea waste | 12755 | 3255 | 6300 | 0 | 3200 | 0
NI | North of Northern Ireland | Greenville Energy Ltd | LacPatrick Dairies AD | BT82 0HN | 481.63 | 0 | CHP | Operational | 2017 | Waste-fed | Slurry, food waste | 10000 | 5000 | 0 | 5000 | 0 | 0
EM | Derbyshire | Mr J Bayley | Ladyleys Farm AD | DE12 8EE | 51 | 0 | CHP | Operational | 2017 | Farm-fed | Manure | 0 | 0 | 0 | 0 | 0 | 0
NW | Lancashire | Lancaster Brewery | Lancaster Brewery | LA1 3LA | 8 | 0 | CHP | Operational | 2013 | Waste-fed | Brewery waste | 146 | 0 | 0 | 0 | 0 | 146
YH | West Yorkshire | Lanes Farm Energy | Lanes Farm AD | WF7 7DX | 2800 | 1064 | BtG & CHP | Operational | 2019 | Farm-fed | Farmyard manure, poultry manure, hybrid rye, energy beet, grass silage, straw, vegetable waste, liquid food waste | 70000 | 10400 | 29300 | 29300 | 1000 | 0
SW | Devon | Langage Farm | Langage Farm | PL7 5AY | 490 | 0 | CHP | Operational | 2011 | Waste-fed | Food waste & cattle manure | 20000 | 400 | 100 | 19500 | 0 | 0
EE | Suffolk | Transition Lavenham | Lavenham Community AD | CO10 | 50 | 0 | CHP | Operational | 2015 | Waste-fed | Food waste | 500 | 0 | 0 | 500 | 0 | 0
EM | Lincolnshire | Singleton Birch | Laynes Piggery | DN21 5SN | 475 | 0 | CHP | Operational | 2015 | Farm-fed | Pig slurry, pig manure, maize & energy beet | 16175 | 8500 | 7675 | 0 | 0 | 0
WM | Shropshire | HF & NJ Williams & Sons | Lea Hall Farm | SY5 8HY | 465 | 0 | CHP | Operational | 2014 | Farm-fed | Maize, fodder beet & poultry manure | 10500 | 3000 | 7500 | 0 | 0 | 0
YH | North Yorkshire | Leeming Biogas | Leeming Bar AD | DL7 9LY | 449 | 550 | BtG & CHP | Operational | 2015 | Waste-fed | Potato waste, soya waste, creamery waste & brewery waste | 80000 | 0 | 0 | 30000 | 25000 | 25000
SE | Kent | Environment First Ltd | Lested Farm | ME17 3SA | 400 | 0 | CHP | Operational | 2016 | Farm-fed | Farm yard manure, cattle slurry, poultry manure, fruit & vegetable outgrades & maize grain | 17035 | 10000 | 435 | 0 | 6600 | 0
SC | Eastern Scotland | Levenseat | Levenseat Recycling facility | ML11 8EP | 500 | 0 | CHP | Operational | - | Waste-fed | Food waste (Municipal) | 25000 | 0 | 0 | 25000 | 0 | 0
NW | Lancashire | Dairy Energy | Lime House Farm | PR3 2TE | 33 | 0 | CHP | Operational | 2018 | Farm-fed | Cattle slurry | 1000 | 1000 | 0 | 0 | 0 | 0
NW | Cumbria | G Wannop & Son | Linstock Castle Farm | CA6 4PZ | 490 | 0 | CHP | Operational | 2012 | Farm-fed | Maize silage & cattle slurry | 25000 | 17500 | 7500 | 0 | 0 | 0
NI | North of Northern Ireland | Foyle Food Group | Lisahally Port | BT47 6TJ | 500 | 0 | CHP | Operational | 2015 | Waste-fed | Green waste, animal processing wastes & sewage sludge | 15000 | 0 | 0 | 0 | 0 | 15000
WM | Staffordshire | Evergreen Gas Ltd | Little Onn AD | ST20 0AU | 100 | 0 | CHP | Operational | 2015 | Farm-fed | Energy crops & animal slurry | 1000 | 500 | 500 | 0 | 0 | 0
WM | Herefordshire | MFG Generation Ltd | Little Pengethley Farm | HR9 6LN | 465 | 0 | CHP | Operational | 2014 | Farm-fed | Energy crops | 11900 | 0 | 11900 | 0 | 0 | 0
NW | Cheshire | Little Woolden Hall Farm | Little Woolden Hall Farm AD | WA3 5AR | 85 | 0 | CHP | Operational | 2006 | Farm-fed | Dairy slurry/manure | 4000 | 4000 | 0 | 0 | 0 | 0
SC | South Western Scotland | Mathers Dairy Utensils | Littleton Farm (2) | DG7 2DQ | 190 | 0 | CHP | Operational | 2017 | Farm-fed | Cattle slurry | 5500 | 5500 | 0 | 0 | 0 | 0
SC | Eastern Scotland | N Poett | Loanhead Farm | FK14 7LY | 50 | 0 | CHP | Operational | - | Farm-fed | Slurry | 2000 | 2000 | 0 | 0 | 0 | 0
EE | Cambridgeshire | BioteCH4 | Local Generation | PE15 0BA | 5000 | 950 | BtG & CHP | Operational | 2011 | Waste-fed | Food waste | 120000 | 0 | 0 | 120000 | 0 | 0
SC | Eastern Scotland | Fife Council | Lochhead Landfill (Dry-AD) | KY12 0RX | 1140 | 0 | CHP | Operational | 2013 | Waste-fed | Food waste & green waste | 45000 | 0 | 0 | 20000 | 0 | 25000
SC | South Western Scotland | Lockerbie Biogas Ltd | Lockerbie Creamery | DG11 1LW | 500 | 768 | BtG | Operational | 2018 | Waste-fed | Creamery whey & wash waters | 98250 | 0 | 0 | 0 | 0 | 98250
WA | East Wales | FRE-Energy | Lodge Farm | LL13 9TE | 86.5 | 0 | CHP | Operational | 2010 | Farm-fed | Cattle slurry & poultry litter | 13140 | 13140 | 0 | 0 | 0 | 0
LDN | Greater London | Saria | London Sustainable Industries Park (ReFood) | RM9 6RA | 1900 | 1100 | BtG & CHP | Operational | 2017 | Waste-fed | Food waste | 190000 | 0 | 0 | 190000 | 0 | 0
EM | Lincolnshire | Princes | Long Sutton | PE12 9EQ | - | 0 | Heat only | Operational | 2001 | Waste-fed | Waste water from vegetable preparation | 100 | 0 | 0 | 0 | 0 | 100
WM | Worcestershire | Gloucestershire Farming & Wildlife Advisory Group | Longdon Marsh Biogas Project | WR8 0EF | 1800 | 0 | CHP | Operational | 2013 | Farm-fed | Maize silage & grass silage | 26000 | 0 | 26000 | 0 | 0 | 0
NW | Cheshire | DONG Energy | Lostock Works | CW9 7ZR | 6200 | 0 | CHP | Operational | 2016 | Waste-fed | Organic fraction of MSW & C&I waste | 120000 | 0 | 0 | 72000 | 0 | 48000
NI | East of Northern Ireland | G Hayes | Lough Road AD | BT28 2PQ | 500 | 0 | CHP | Operational | 2017 | Farm-fed | Energy crops & animal slurries | 14600 | 3650 | 10950 | 0 | 0 | 0
YH | West Yorkshire | J Bramley & Son | Low Farm | LS25 6AD | 495 | 0 | CHP | Operational | 2015 | Farm-fed | Animal manure, maize silage, grass silage & sugar beet | 15000 | 6000 | 9000 | 0 | 0 | 0
NW | Cumbria | Low Luckens Organic Resource Centre | Low Luckens Organic Resource Centre | CA6 6LJ | 50 | 0 | CHP | Operational | 2013 | Farm-fed | Animal manure & grass silage | 7000 | 6300 | 700 | 0 | 0 | 0
SW | Dorset | Biogas Nord | Lowbrook Farm Anaerobic Digester | DT11 0EQ | 370 | 0 | CHP | Operational | 2008 | Farm-fed | Cattle manure, poultry manure & maize silage | 11700 | 8200 | 3500 | 0 | 0 | 0
WM | Staffordshire | EOS Developments | Lower Drayton Farm | ST19 5RE | 500 | 800 | BtG & CHP | Operational | 2022 | Farm-fed | Poultry manure, farmyard manure, straw and silage | 36750 | 24000 | 12750 | 0 | 0 | 0
WM | Shropshire | Agripost | Lower House Farm | SY5 9NQ | 449 | 0 | CHP | Operational | 2014 | Waste-fed | Maize, slurry, food waste, potato waste, sludge, leachate & poultry litter | 28900 | 4000 | 2000 | 6900 | 2000 | 14000
WA | East Wales | FRE-Energy | Lower Parks Farm | LL12 0BN | 245 | 0 | CHP | Operational | 2016 | Farm-fed | Cattle slurry, grass silage & glycerol | 11494 | 10844 | 275 | 0 | 0 | 375
WA | East Wales | Interbrew UK Limited | Magor ETP AD | NP26 3EE | 340 | 0 | CHP | Operational | 2011 | Waste-fed | Brewery effluents | 10000 | 0 | 0 | 0 | 0 | 10000
SC | North East Scotland | D Bartlet & Son | Mains of Fortrie AD | AB41 8UY | 76 | 0 | CHP | Operational | 2016 | Farm-fed | Slurry/manure | 3500 | 3500 | 0 | 0 | 0 | 0
EM | Northamptonshire | Biogen/Ancala | Manor Farm (Alderton) | NN12 7LS | 250 | 559.35 | BtG & CHP | Operational | 2016 | Farm-fed | Maize, rye & wheat | 25000 | 0 | 25000 | 0 | 0 | 0
YH | North Yorkshire | Qila Energy | Manor Farm (Beal) | DN14 0ST | 475 | 0 | CHP | Operational | 2014 | Farm-fed | Cattle manure, pig manure, poultry litter, potatoes, maize, grass silage & whole crop rye | 10675 | 5675 | 5000 | 0 | 0 | 0
EM | Lincolnshire | Qila Energy | Manor Farm (Clixby) | LN7 6RT | 475 | 0 | CHP | Operational | 2014 | Farm-fed | Energy crops, poultry litter & duck manure | 9850 | 4350 | 5500 | 0 | 0 | 0
EM | Northamptonshire | R Dickins | Manor Farm (Grimscote) | NN12 8LN | 118 | 0 | CHP | Operational | 2014 | Farm-fed | Maize silage | 2808 | 0 | 2808 | 0 | 0 | 0
EM | Lincolnshire | Biogen | Manor Farm (Holbeach) | PE12 8LR | 1427.3 | 0 | CHP | Operational | 2013 | Farm-fed | Outgrade vegetables & energy crops | 36000 | 0 | 20000 | 0 | 16000 | 0
EM | Lincolnshire | Furrowland Energy | Manor Farm (Newton-on-trent) | LN1 2QU | 500 | 0 | CHP | Operational | 2017 | Farm-fed | Energy crops & animal manures | 13000 | 6500 | 6500 | 0 | 0 | 0
WM | Shropshire | JL Jones & Co | Manor Farm (Wistanstow) | SY7 8DG | 235 | 0 | CHP | Operational | 2015 | Farm-fed | Poultry manure, grass silage, maize & energy beet | 4830 | 1150 | 3680 | 0 | 0 | 0
EM | Nottinghamshire | Manor Farm | Manor Farm AD | DN10 6BL | 44 | - | CHP | Operational | 2013 | Farm-fed | Cow slurry | 1500 | 1500 | 0 | 0 | 0 | 0
SW | Somerset | J Yeoman | Manor Farm Dairy | BA4 4LG | 105 | 0 | CHP | Operational | 2014 | Farm-fed | Cattle slurry | 5000 | 5000 | 0 | 0 | 0 | 0
YH | East Riding of Yorkshire | Mauri Products | Mauri Products | HU7 0XW | 850 | 0 | CHP | Operational | 2005 | Waste-fed | Bakery waste | 20000 | 0 | 0 | 20000 | 0 | 0
WM | Shropshire | OMNI Heat & Power | Mawley Town Farm | DY14 8PJ | 80 | 0 | CHP | Operational | 2017 | Farm-fed | Cattle slurry | 13000 | 13000 | 0 | 0 | 0 | 0
EE | Cambridgeshire | Barway Farms Ltd | May Farm | CB7 4TF | 3000 | 0 | CHP | Operational | 2013 | Farm-fed | Maize silage & vegetable outgrades | 61000 | 0 | 40000 | 0 | 21000 | 0
EE | Cambridgeshire | McCain Foods | McCain Foods AD | PE7 2PG | 1063 | 0 | CHP | Operational | 2005 | Waste-fed | Waste starch | 95000 | 0 | 0 | 0 | 0 | 95000
NI | East of Northern Ireland | McGrane Nurseries Ltd | McGrane Nurseries | BT62 2LE | 500 | 0 | CHP | Operational | 2018 | Farm-fed | Grass silage, rye silage, wheat grains & poultry manure | 8150 | 1500 | 6650 | 0 | 0 | 0
SC | South Western Scotland | Mein Farming Ltd | Meinside AD | DG11 3JT | 88 | 0 | CHP | Operational | 2017 | Farm-fed | Slurry/manure | 4500 | 4500 | 0 | 0 | 0 | 0
SW | Dorset | Melbury Bioenergy | Melbury Dairy AD | DT2 0LU | 484 | 0 | CHP | Operational | 2010 | Farm-fed | Animal slurry, maize & grass silage | 20300 | 14800 | 5500 | 0 | 0 | 0
YH | East Riding of Yorkshire | Northern Crop Driers | Melrose Farm | YO42 4SS | 464 | 0 | CHP | Operational | 2012 | Farm-fed | Maize & pig slurry | 14315 | 2865 | 11450 | 0 | 0 | 0
SW | Devon | Nomansland Biogas | Menchine Farm | EX16 8NP | 450 | 0 | CHP | Operational | 2014 | Farm-fed | Maize, farm yard manure, grass silage & poultry litter | 12000 | 6000 | 6000 | 0 | 0 | 0
EE | Norfolk | A F Machinery Ltd | Mere Farm | IP24 1QZ | 644 | 0 | CHP | Operational | 2016 | Farm-fed | Unspecified crops | 29500 | 0 | 29500 | 0 | 0 | 0
EE | Norfolk | Warren Energy | Methwold Farm | IP26 4RJ | 500 | 550 | BtG & CHP | Operational | 2015 | Farm-fed | Pig slurry, maize silage & grass silage | 49000 | 39000 | 10000 | 0 | 0 | 0
SC | South Western Scotland | W Parker & Son | Miekle Laught Farm | KA21 6NF | 0 | 0 | Heat only | Operational | 2005 | Farm-fed | cattle slurry & manure | 190 | 190 | 0 | 0 | 0 | 0
YH | West Yorkshire | TD Goodall | Milk Churn Farm | LS14 3HQ | 33 | 0 | CHP | Operational | 2018 | Farm-fed | Slurry & FYM | 5000 | 5000 | 0 | 0 | 0 | 0
YH | East Riding of Yorkshire | Qila Energy | Mill Nurseries | HU12 9RX | 499 | 450 | BtG & CHP | Operational | 2017 | Farm-fed | Manures, energy crops, crop residues & rotation crops | 47000 | 13500 | 21500 | 0 | 12000 | 0
SC | Midlothian | Biogen | Millerhill AD | EH21 8RY | 1500 | - | CHP | Operational | 2018 | Waste-fed | Food waste | 35000 | 0 | 0 | 35000 | 0 | 0
NI | North of Northern Ireland | Milltown Gravel Ltd | Milltown Gravel AD | BT78 4JZ | 485 | 0 | CHP | Operational | 2016 | Waste-fed | Food waste | 10000 | 0 | 0 | 10000 | 0 | 0
WM | Herefordshire | M&M Power | Milton Farm | HR6 9LB | 465 | 0 | CHP | Operational | 2014 | Farm-fed | Potatoes, maize, fodder beet & poultry litter | 10975 | 4000 | 6975 | 0 | 0 | 0
SE | Buckinghamshire | AmeyCespa | Milton Keynes Waste Recovery Park | MK12 5QQ | 1110 | 0 | CHP | Operational | 2016 | Waste-fed | Organic fraction of MSW & C&I waste | 32000 | 0 | 0 | 19200 | 0 | 12800
NI | Belfast & Outer Belfast | Montupet UK | Montupet, Dunmurry | BT17 9HN | - | 0 | Remote CHP | Operational | 2017 | Farm-fed | Containerised biogas produced offsite | 0 | 0 | 0 | 0 | 0 | 0
NW | Greater Manchester | Carillion Services Ltd | Mossley Hollins School AD | OL5 9DP | 149.55 | 0 | CHP | Operational | 2010 | Waste-fed | Food waste | 6000 | 0 | 0 | 6000 | 0 | 0
SW | Devon | CJ Parish & Sons | Mounstephen Farm | EX15 3BX | 80 | 0 | CHP | Operational | 2012 | Farm-fed | poultry manure, cattle slurry & maize silage | 6000 | 4800 | 1200 | 0 | 0 | 0
WM | Herefordshire | FRE-Energy | Much Fawley Farm | HR1 4SP | 700 | 0 | CHP | Operational | 2011 | Farm-fed | Slurry, poultry manure & maize | 12500 | 5000 | 7500 | 0 | 0 | 0
EE | Cambridgeshire | Adapt Biogas | Murrow AD | PE13 4HN | 1500 | 800 | BtG & CHP | Operational | 2018 | Farm-fed | Cattle manure & vegetable outgrades | 90000 | 40000 | 10000 | 0 | 20000 | 20000
YH | North Yorkshire | Qila Energy | Myrtle Grange Farm | DN14 0RA | 475 | 0 | CHP | Operational | 2016 | Farm-fed | Energy crops & farm yard manures | 10572 | 5000 | 5572 | 0 | 0 | 0
NI | East of Northern Ireland | M Hall | Narrow Water Castle | BT34 3LE | 360 | 0 | CHP | Operational | 2016 | Farm-fed | Animal slurry & energy crops | 12775 | 5475 | 7300 | 0 | 0 | 0
NE | Tyne & Wear | Nestle | Nestle AD | NE3 3TR | 200 | 0 | CHP | Operational | 2013 | Waste-fed | Confectionary production waste | 1200 | 0 | 0 | 0 | 0 | 1200
EM | Leicestershire | J Beaty & Son | Nevill Holt AD | LE16 8EF | 450 | 0 | CHP | Operational | 2014 | Farm-fed | Maize silage & animal manures | 14000 | 10000 | 4000 | 0 | 0 | 0
WM | Staffordshire | OMNI Heat & Power | New Buildings Farm | ST15 8SL | 52 | 0 | CHP | Operational | 2016 | Farm-fed | Cattle Slurry | 8000 | 8000 | 0 | 0 | 0 | 0
WM | Shropshire | ME Furniss & Son | New House Farm | TF10 8BN | 226 | 0 | CHP | Operational | 2014 | Farm-fed | Energy crops, pig slurry & poultry litter | 11800 | 10000 | 1800 | 0 | 0 | 0
WM | Shropshire | Roden Renewables | New House Farm AD | SY5 0HR | 194 | 0 | CHP | Operational | 2016 | Farm-fed | Slurry, crop waste | 8000 | 5000 | 0 | 0 | 3000 | 0
WA | West Wales & The Valleys | Shanks Waste Management | New Inn AD | NP4 0SH | 3600 | 0 | CHP | Operational | 2014 | Waste-fed | Food waste | 90000 | 0 | 0 | 90000 | 0 | 0
YH | North Yorkshire | JFS New Mill Biogas | New Mill Farm | YO61 4NN | 6900 | 0 | CHP | Operational | 2016 | Farm-fed | Animal manure, grass silage & maize silage | 28000 | 23000 | 5000 | 0 | 0 | 0
NW | Greater Manchester | Oaktech Environmental | New Smithfield Market | M11 2WW | 1000 | 0 | CHP | Operational | 2014 | Waste-fed | Food waste | 16500 | 0 | 0 | 16500 | 0 | 0
SW | Somerset | W Venn | Newley Farm AD | TA4 1AQ | 250 | - | CHP | Operational | - | Farm-fed | Cow slurry | 10000 | 10000 | 0 | 0 | 0 | 0
WM | Shropshire | A Dale | Newnham Farm AD | SY5 9PX | 51 | 0 | CHP | Operational | 2017 | Farm-fed | Dairy slurry | 3000 | 3000 | 0 | 0 | 0 | 0
EM | Lincolnshire | Beeswax Farming | Nocton Fen Farm | LN4 2AY | 2000 | 0 | CHP | Operational | 2011 | Farm-fed | Maize, grass silage & sugarbeet pulp | 28000 | 0 | 18000 | 0 | 10000 | 0
SC | Eastern Scotland | North British Distillery | North British Distillery | EH11 2PX | 479 | 0 | CHP | Operational | 2011 | Waste-fed | Brewery waste | 9855 | 0 | 0 | 0 | 0 | 9855
EE | Hertfordshire | Severn Trent Green Power | North London AD Facility | AL4 0PG | 3000 | 0 | CHP | Operational | 2016 | Waste-fed | Food waste | 75000 | 0 | 0 | 75000 | 0 | 0
YH | North Lincolnshire | Rockscape Energy | North Moor Farm | DN17 4DA | 480 | 275 | BtG & CHP | Operational | 2014 | Farm-fed | Energy crops & animal slurry | 40000 | 24000 | 16000 | 0 | 0 | 0
NW | Lancashire | Northwest Biogas | North West Biogas | FY5 4QD | 1900 | 0 | CHP | Operational | 2011 | Waste-fed | Food waste & abattoir waste | 40000 | 0 | 0 | 30000 | 0 | 10000
YH | North Lincolnshire | Singleton Birch | Northwold Farm | DN20 0NS | 480 | 0 | CHP | Operational | 2015 | Farm-fed | Pig slurry, maize & energy beet | 17412 | 7712 | 9700 | 0 | 0 | 0
WM | Staffordshire | OMNI Heat & Power | Nothill Farm | ST14 5AT | 52 | 0 | CHP | Operational | 2016 | Farm-fed | Cattle Slurry | 8000 | 8000 | 0 | 0 | 0 | 0
EE | Norfolk | Oak Grove Renewables | Oak Grove AD | NR10 5DF | 2300 | 0 | CHP | Operational | 2013 | Farm-fed | Energy crops | 33000 | 0 | 33000 | 0 | 0 | 0
SE | Oxfordshire | Oakfield Farm | Oakfield Farm | OX17 2FD | 475 | 0 | CHP | Operational | 2015 | Farm-fed | Poultry manure & energy crops | 10000 | 2000 | 8000 | 0 | 0 | 0
EM | Northamptonshire | Oakfields farm | Oakfields farm | NN6 8DS | 118 | 0 | CHP | Operational | 2014 | Farm-fed | Cattle manure, maize silage & ryegrass | 3692 | 1692 | 2000 | 0 | 0 | 0
WM | Worcestershire | WWH Houlbrooke & Sons | Ockeridge Farm AD | WR13 6HP | 180 | 0 | CHP | Operational | 2016 | Farm-fed | Slurry, manure, silage | 8000 | 5000 | 3000 | 0 | 0 | 0
SC | South Western Scotland | M Percy Ltd | Old Ballikinrain House AD | G63 0LL | 76 | 0 | CHP | Operational | 2016 | Farm-fed | Dairy slurry | 3500 | 3500 | 0 | 0 | 0 | 0
WM | Herefordshire | R Edwards & Co | Old Court AD | HR6 9HR | 250 | 0 | CHP | Operational | 2014 | Farm-fed | Maize silage, poultry litter & apple pomace | 4500 | 1000 | 2000 | 0 | 1500 | 0
WM | Herefordshire | R Edwards & Co | Old Court AD (Extension) | HR6 9HR | 184 | 0 | CHP | Operational | 2015 | Farm-fed | Maize silage, poultry litter & apple pomace | 4500 | 1000 | 2000 | 0 | 1500 | 0
EM | Nottinghamshire | P Ducksbury | Old Great North Road AD | NG22 0NE | 475 | 0 | CHP | Operational | 2015 | Farm-fed | Grass silage & animal manure | 9000 | 7000 | 2000 | 0 | 0 | 0
EM | Northamptonshire | BioWayste | Orchard House Foods | NN17 4JL | 346.5 | 0 | CHP | Operational | 2010 | Farm-fed | Fruit waste | 14600 | 0 | 0 | 0 | 14600 | 0
NI | North of Northern Ireland | ALG Developments | Orchard Road Industrial Estate | BT82 9FR | 500 | 0 | CHP | Operational | 2017 | Waste-fed | Waste vegetable oil, animal slurries & grass silage | 8700 | 1500 | 1200 | 0 | 0 | 6000
SW | Somerset | Organic Power | Organic Power AD | BA8 0EW | 500 | 0 | CHP | Operational | 2005 | Waste-fed | Food waste | 1825 | 0 | 0 | 1825 | 0 | 0
WM | Herefordshire | Herefordshire Biogas | Oxhouse Farm | HR6 9LA | 499 | 0 | CHP | Operational | 2013 | Farm-fed | Energy crops & poultry litter | 33000 | 9000 | 24000 | 0 | 0 | 0
WA | East Wales | VJ Thomas & Sons | Pancross Farm | CF62 3AJ | 482.03 | 0 | CHP | Operational | 2012 | Farm-fed | Cattle slurry, waste cattle feed, maize silage & grass silage | 12000 | 8000 | 4000 | 0 | 0 | 0
EM | Lincolnshire | Griffiths Oak Ltd | Park Farm AD | LN8 3YJ | 194 | 0 | CHP | Operational | 2017 | Farm-fed | Slurry, silage | 10000 | 8000 | 2000 | 0 | 0 | 0
WM | Shropshire | R Pinches | Park House Farm (Shawbury) | SY4 4NP | 240 | 0 | CHP | Operational | 2012 | Farm-fed | Crops, poultry litter & grass silage | 3000 | 2000 | 1000 | 0 | 0 | 0
WM | Shropshire | Ludlow Bioenergy | Park Lane | SY8 4AJ | 475 | 0 | CHP | Operational | 2014 | Farm-fed | Maize & energy beet | 14000 | 0 | 14000 | 0 | 0 | 0
SW | Dorset | Eco Sustainable Solutions | Parley Renewable Energy Park | BH23 6BG | 500 | 570.9 | BtG & CHP | Operational | 2017 | Waste-fed | Maize & food waste | 45000 | 0 | 20000 | 25000 | 0 | 0
EM | Lincolnshire | PAS Grantham | PAS Grantham AD | NG33 5AY | 1415 | 0 | CHP | Operational | 2012 | Waste-fed | Waste starch | 70000 | 0 | 0 | 0 | 0 | 70000
SC | Eastern Scotland | TD Forster & Son | Peacehill Farm | DD6 8PJ | 250 | 550 | BtG & CHP | Operational | 2016 | Farm-fed | Rye, grass silage, energy beet, pot ale syrup, potato outgrades, vegetable cuttings & poultry manure | 30450 | 3400 | 22050 | 0 | 3000 | 2000
EM | Northamptonshire | Welland Waste Management | Pebble Hall Farm | LE17 6NJ | 4000 | 0 | CHP | Operational | 2017 | Waste-fed | Food waste | 40000 | 0 | 0 | 40000 | 0 | 0
WA | West Wales & The Valleys | B & J Lloyd | Pencefn Drysgol AD | SY25 6NH | 185 | 0 | CHP | Operational | 2016 | Farm-fed | Cattle manure & silage | 2500 | 1500 | 1000 | 0 | 0 | 0
SW | Cornwall | Pengelly Farms | Pengelly Barton AD | TR13 9NG | 948 | 0 | CHP | Operational | 2016 | Farm-fed | Poultry litter, potatoes, maize & beet | 21500 | 4500 | 17000 | 0 | 0 | 0
WM | Herefordshire | Penllan Farm | Penllan Farm | HR2 0SU | 245 | 0 | CHP | Operational | 2014 | Farm-fed | Energy crops & animal slurries | 10800 | 5750 | 5050 | 0 | 0 | 0
SW | Cornwall | Qila Energy | Pennans Farm | TR2 4RQ | 500 | 550 | BtG & CHP | Operational | 2016 | Farm-fed | Slurries & energy crops | 30000 | 5000 | 25000 | 0 | 0 | 0
EM | Lincolnshire | Brocklesby Energy Company Limited | Pimlico Farm | DN37 8LL | 480 | 0 | CHP | Operational | 2014 | Farm-fed | Maize & grass | 22000 | 0 | 22000 | 0 | 0 | 0
EE | Norfolk | Pinguin Foods | Pinguin Foods | PE30 4LR | 1000 | 0 | CHP | Operational | 2016 | Farm-fed | Food waste & cereal crops | 20000 | 0 | 15000 | 5000 | 0 | 0
SE | Kent | Qila Energy | Pipers Farm AD | TN18 4RW | 475 | 0 | CHP | Operational | 2015 | Farm-fed | Cattle manure, poultry litter, vegetable waste, maize silage, grass silage, wholecrop rye & wheat straw | 11420 | 3420 | 4500 | 0 | 3500 | 0
YH | East Riding of Yorkshire | Singleton Birch Ltd | Plaxton Bridge AD | HU17 0RT | 2700 | 540 | BtG & CHP | Operational | 2020 | Farm-fed | Potato processing waste & glycerol | 72000 | 0 | 0 | 0 | 71500 | 500
SW | Gloucestershire | GE Hunt & Son | Plusterwine House | GL15 6PN | 480 | 0 | CHP | Operational | 2013 | Farm-fed | Maize Silage, poultry manure & cattle slurry | 8000 | 4000 | 4000 | 0 | 0 | 0
YH | East Riding of Yorkshire | CG Bayston & Son | Pollington Grange AD | DN14 0DY | 164 | 0 | CHP | Operational | 2017 | Farm-fed | Crops and crop residues | 9000 | 0 | 3000 | 0 | 6000 | 0
NW | Cumbria | Iona Capital | Ponsonby Old Hall Farm | CA20 1BX | 225 | 0 | CHP | Operational | 2014 | Farm-fed | Grass silage, crop residues, manure & slurry | 8200 | 4000 | 4200 | 0 | 0 | 0
WM | Herefordshire | Pool Wharf | Pool Wharf AD | HR2 8DR | 50 | 0 | CHP | Operational | 2017 | Farm-fed | Cattle slurry | 8000 | 8000 | 0 | 0 | 0 | 0
WM | Staffordshire | Biffa | Poplars Landfill AD | WS11 8NQ | 6000 | 0 | CHP | Operational | 2011 | Waste-fed | Food waste | 120000 | 0 | 0 | 120000 | 0 | 0
SC | Highlands & Islands | Grissan Energy | Portgordon Maltings Beyside | AB56 5BU | 5000 | 800 | BtG & CHP | Operational | 2020 | Waste-fed | Draff and Pot Ale | 837500 | 0 | 0 | 0 | 0 | 837500
WM | Shropshire | Longner Energy | Preston Boats Farm | SY4 4TB | 342 | 0 | CHP | Operational | 2013 | Farm-fed | Energy crops & animal manure | 8500 | 6800 | 1700 | 0 | 0 | 0
WM | Shropshire | JB Lewis & Son | Priors Halton Farm | SY8 2JN | 118 | 0 | CHP | Operational | 2014 | Farm-fed | Cattle manure, pig manure, grass silage & maize | 4600 | 2500 | 2100 | 0 | 0 | 0
NI | East of Northern Ireland | Granville Energy Supply Ltd | Pritchitts AD | BT23 4TU | 1185 | 0 | CHP | Operational | 2013 | Waste-fed | Food waste | 25000 | 0 | 0 | 25000 | 0 | 0
SC | Eastern Scotland | Pure Malt Products | Pure Malt Products | EH41 4BD | 500 | 0 | CHP | Operational | 2016 | Waste-fed | Food production residues & brewery waste | 25000 | 0 | 0 | 0 | 0 | 25000
NE | Durham | Johnson Brothers | Quarrington Farm | DH6 5NN | 475 | 0 | CHP | Operational | 2015 | Farm-fed | Animal manures, energy crops & potato waste | 10000 | 2000 | 7000 | 0 | 1000 | 0
YH | East Riding of Yorkshire | BioteCH4 | R100 Energy AD | DN14 7NG | 5000 | 950 | BtG | Operational | 2019 | Waste-fed | Food Waste | 90000 | 0 | 0 | 90000 | 0 | 0
YH | West Yorkshire | Hay Farms | Railway Farm AD | WF9 5JB | 582 |  | CHP | Operational | 2018 | Waste-fed | Poultry manure | 20000 | 20000 | 0 | 0 | 0 | 0
SW | Dorset | Engie | Rainbarrow Farm | DT2 9JF | 400 | 650 | BtG & CHP | Operational | 2012 | Farm-fed | Maize, rye, grass, potatoe & food waste | 41000 | 0 | 37000 | 4000 | 0 | 0
SC | South Western Scotland | D Finlay & Son | Rainton Farm | DG7 2DR | 25 | 0 | CHP | Operational | 2012 | Farm-fed | Cattle slurry & grass silage | 2500 | 2000 | 500 | 0 | 0 | 0
SE | Kent | Thanet Waste Services | Ramsgate Road AD | CT13 9ST | 1200 | 0 | CHP | Operational | 2021 | Waste-fed | Organic fraction of MSW & C&I waste | 25000 | 0 | 0 | 15000 | 0 | 10000
EE | Hertfordshire | Biogen | Rattys Lane Sustainable Energy Facility | EN11 0RF | 3000 | 0 | CHP | Operational | 2015 | Waste-fed | Organic fraction of MSW | 66000 | 0 | 0 | 39000 | 0 | 27000
NW | Cheshire | Reaseheath College | Reaseheath College | CW5 6DF | 50 | 0 | CHP | Operational | 2011 | Farm-fed | Animal slurry & energy crops | 8000 | 6400 | 1600 | 0 | 0 | 0
SW | Devon | Greener for Life Energy | Red Linhay AD Plant | EX16 7AY | 1100 | 0 | CHP | Operational | 2015 | Farm-fed | Energy crops & animal manures | 14000 | 5000 | 9000 | 0 | 0 | 0
EE | Norfolk | Redstow Renewables | Redstow Renewables | PE37 7QA | 4571 | 0 | CHP | Operational | 2015 | Farm-fed | Energy crops | 75000 | 0 | 55000 | 0 | 20000 | 0
YH | South Yorkshire | Saria & PDM | ReFood Doncaster AD | DN5 9SW | 5000 | 1100 | BtG & CHP | Operational | 2011 | Waste-fed | Food waste | 160000 | 0 | 0 | 160000 | 0 | 0
NW | Cheshire | Saria | ReFood Widnes | WA8 0PB | 500 | 1100 | BtG & CHP | Operational | 2014 | Waste-fed | Food waste | 160000 | 0 | 0 | 160000 | 0 | 0
EE | Suffolk | CRS Bio Ltd | Reydon AD | IP18 6SG | 0 | 0 | BtG | Operational | 2010 | Waste-fed | Food waste | 12500 | 0 | 0 | 12500 | 0 | 0
WA | East Wales | Rhosddu Farm | Rhosddu Farm AD | SY22 6TH | 90 | 0 | CHP | Operational | 2016 | Farm-fed | Dairy slurry | 4000 | 4000 | 0 | 0 | 0 | 0
WA | West Wales & The Valleys | G & T Lloyd Jones | Rhydonnen AD | LL20 7AJ | 82 | 0 | CHP | Operational | 2017 | Farm-fed | Dairy slurry | 3500 | 3500 | 0 | 0 | 0 | 0
YH | West Yorkshire | Ridge Road Energy Ltd | Ridge Road Farm | LS25 3DL | 360 | 600 | BtG & CHP | Operational | 2016 | Farm-fed | Hybrid rye & sugar beet | 36000 | 0 | 36000 | 0 | 0 | 0
SE | Surrey | Riverside Bio/Bio Collectors | Riverside AD | CR4 4NA | 488 | 550 | BtG & CHP | Operational | 2013 | Waste-fed | Food waste | 100000 | 0 | 0 | 100000 | 0 | 0
NI | West & South of Northern Ireland | Evergreen Natural Energy | Riverview Farms | BT78 4LA | 500 | 0 | CHP | Operational | 2015 | Farm-fed | Cattle slurry & energy crops | 18000 | 4000 | 14000 | 0 | 0 | 0
WA | East Wales | InSource Energy | Rogerstone Park | NP10 9SA | 484 | 0 | CHP | Operational | 2011 | Waste-fed | Food waste & potato processing wastes | 20800 | 0 | 0 | 5850 | 5330 | 9620
SW | Gloucestershire | Rose Hill Recycling | Rose Hill Recycling | GL18 2EF | 485 | 0 | CHP | Operational | 2013 | Waste-fed | Food waste, animal processing waste & energy crops | 35000 | 0 | 7500 | 20000 | 0 | 7500
YH | North Yorkshire | P Farrow | Rose Villa Farm | DL10 6LU | 100 | 0 | CHP | Operational | - | Farm-fed | Cattle slurry, grass silage & maize | 4000 | 3800 | 200 | 0 | 0 | 0
SC | Highlands & Islands | Diageo | Roseisle Speyside Whisky Distillery | IV30 5YP | 500 | 0 | CHP | Operational | 2010 | Waste-fed | Brewery waste | 47450 | 0 | 0 | 0 | 0 | 47450
YH | North Yorkshire | JE Hartley | Roth Hill AD | YO19 6DJ | 237 | 0 | CHP | Operational | 2014 | Waste-fed | Vegetable outgrades & grass silage | 6500 | 0 | 2500 | 4000 | 0 | 0
WM | Worcestershire | Springhill Farms | Rotherdale Farm | WR10 2LA | 482 | 990 | BtG & CHP | Operational | 2014 | Farm-fed | Energy crop, cattle manure & poultry manure | 17600 | 4400 | 13200 | 0 | 0 | 0
NW | Greater Manchester | Heineken | Royal Brewery | M15 6LD | 500 | 0 | CHP | Operational | 2005 | Waste-fed | Brewery waste | 10000 | 0 | 0 | 0 | 0 | 10000
SW | Somerset | Berrys | Rushywood Farm / Green Puffin Ltd | TA18 7PH | 484 | 0 | CHP | Operational | 2015 | Farm-fed | Cattle slurry, farm yard manure & waste feed | 35000 | 33500 | 0 | 0 | 1500 | 0
YH | East Riding of Yorkshire | GWE Biogas | Sandhill AD | YO25 9DR | 3176 | 850 | BtG & CHP | Operational | 2011 | Waste-fed | Food waste | 50000 | 0 | 0 | 50000 | 0 | 0
SC | North East Scot+Y727+F678:F983 | Qila Energy | Savock Farms AD | AB41 6AL | 250 | 600 | BtG & CHP | Operational | 2016 | Farm-fed | Grass silage, rye, beet, straw & manure | 40000 | 10000 | 30000 | 0 | 0 | 0
SE | West Sussex | Barfoots Energy | Sefter Farm | PO21 3PX | 1100 | 0 | CHP | Operational | 2010 | Farm-fed | Sweetcorn husks & cattle slurry | 26000 | 2000 | 0 | 0 | 24000 | 0
NI | West & South of Northern Ireland | G Winters | Shannargh Road AD | BT78 3EJ | 500 | 0 | CHP | Operational | 2015 | Farm-fed | Grass silage, maize silage & pig slurry | 16875 | 3900 | 12975 | 0 | 0 | 0
SW | Cornwall | Molson Coors | Sharps Brewery | PL27 6NU | 850 | 0 | CHP | Operational | 2012 | Waste-fed | Brewery waste | 22000 | 0 | 0 | 0 | 0 | 22000
YH | North Yorkshire | Pegasus Group | Sheffield Sustainable Industries Park | S6 1QT | 250 | 800 | BtG & CHP | Operational | 2018 | Waste-fed | Food waste | 65000 | 0 | 0 | 65000 | 0 | 0
SE | Kent | Eco Verde Energy | Sheppey Energy Ltd | ME12 3SU | 500 | 500 | BtG & CHP | Operational | 2020 | Farm-fed | Straw, rye & fruit & vegetable outgrades | 53500 | 0 | 12800 | 0 | 13000 | 0
YH | North Lincolnshire | Singleton Birch Ltd | Singleton Birch | DN38 6AE | 480 | 0 | CHP | Operational | 2014 | Farm-fed | Maize, sugarbeet & pig slurry | 30000 | 10000 | 20000 | 0 | 0 | 0
SC | Aberdeenshire | Brewdog PLC | Site 8 Brewdog | AB41 8BX | 3000 | 358 | BtG & CHP | Operational | 2022 | Waste-fed | Waste from brewery | 190000 | 0 | 0 | 0 | 0 | 190000
NW | Cumbria | Mr Johnston | Skirwith Abbey Farm | CA10 1RQ | 124 | 0 | CHP | Operational | 2015 | Farm-fed | Cattle slurry | 3000 | 3000 | 0 | 0 | 0 | 0
SC | North East Scotland | J Forbes | Slains Park Farm | DD10 0SY | 399 | 0 | CHP | Operational | 2016 | Farm-fed | Energy crops, farm yard manure & brewery effluents | 8000 | 2000 | 4000 | 0 | 0 | 2000
YH | North Yorkshire | Qila Energy | Smeathalls Farm | WF11 9LZ | 475 | 0 | CHP | Operational | 2014 | Farm-fed | Maize silage, grass silage & poultry manure | 12500 | 6000 | 6500 | 0 | 0 | 0
SW | Gloucestershire | Kemble Farms | Smerrill Generating Plant | GL7 6BD | 300 | 0 | CHP | Operational | 2008 | Farm-fed | Cattle slurry, maize silage & grass silage | 20000 | 12000 | 8000 | 0 | 0 | 0
WM | West Midlands | Smurfit Kappa UK Ltd | Smurfit Kappa SSK AD | B7 5RE | 808 | 0 | CHP | Operational | 2012 | Waste-fed | Paper mill effluent | 20000 | 0 | 0 | 0 | 0 | 20000
SE | Kent | Smurfit Kappa UK Ltd | Smurfit Kappa Townsend Hook AD | ME6 5AX | 1226 | 0 | CHP | Operational | 2015 | Waste-fed | Paper mill effluent | 20000 | 0 | 0 | 0 | 0 | 20000
SW | Somerset | E Burrough | Snowdon Hill Farm | TA20 3PS | 489 | 0 | CHP | Operational | 2013 | Farm-fed | Cattle, maize & grass silage | 13500 | 9500 | 4000 | 0 | 0 | 0
YH | West Yorkshire | Shanks Waste Management | South Kirkby Business Park | WF9 4DG | 6000 | 0 | CHP | Operational | 2016 | Waste-fed | Organic fraction of MSW | 65000 | 0 | 0 | 39000 | 0 | 26000
NW | Greater Manchester | Viridor | South Manchester Resource Recovery Centre | M22 4RQ | 2000 | 0 | CHP | Operational | 2012 | Waste-fed | Organic fraction of MSW | 35000 | 0 | 0 | 21000 | 0 | 14000
WM | Shropshire | Biocycle | South Shropshire Biowaste Digester | SY8 1XE | 200 | 0 | CHP | Operational | 2006 | Waste-fed | Food waste | 5000 | 0 | 0 | 5000 | 0 | 0
WA | East Wales | Severn Trent Green Power | South Wales AD Facility | CF33 4RS | 2800 | 0 | CHP | Operational | 2016 | Waste-fed | Food waste | 70000 | 0 | 0 | 70000 | 0 | 0
EM | Lincolnshire | AGTEC/Milbury Systems | Spalford AD | NG23 | 1000 | 0 | CHP | Operational | - | Waste-fed | Food waste & energy crops | 20000 | 0 | 8000 | 12000 | 0 | 0
SW | Somerset | Spittles Farm | Spittles Farm | BA22 8AU | 250 | 550 | BtG & CHP | Operational | 2016 | Farm-fed |  | 20000 | 5000 | 15000 | 0 | 0 | 0
WM | Worcestershire | Springhill Nurseries | Springhill Farm | WR10 2PE | 482 | 330 | BtG & CHP | Operational | 2013 | Farm-fed | Energy crops & vegetable outgrades | 31000 | 0 | 16000 | 0 | 15000 | 0
EM | Nottinghamshire | Springvale Energies | Springvale Farm | NG22 0PS | 499 | 0 | CHP | Operational | 2014 | Farm-fed | Energy beet, grass silage & maize silage | 14000 | 0 | 14000 | 0 | 0 | 0
EE | Norfolk | Eco Verde Energy / Privilege Finance / Attleborough Eco Electric | SS Agri AD Power Facility / Attleborough AD Plant | NR17 1AE | 1560 | 1000 | BtG & CHP | Operational | 2023 | Waste-fed | Energy crops, animal slurry & food waste | 129000 | 13250 | 20000 | 90950 | 0 | 4800
WA | East Wales | Jones Brothers | St Merryn Meat AD | CF48 2TA | 500 | 0 | CHP | Operational | 2017 | Waste-fed | Maize & abbatoir waste | 20000 | 0 | 8000 | 0 | 0 | 12000
SE | Kent | St Nicholas Court Farms | St Nicholas Court Farm | CT7 0NJ | 245 | 275 | BtG & CHP | Operational | 2014 | Farm-fed | Maize silage, grass silage, rye grass, sugar beet & outgrade fruit & vegetables | 37000 | 0 | 32000 | 0 | 5000 | 0
EE | Norfolk | Material Change | Stafford AD | NR10 4DU | 1500 | 0 | CHP | Operational | 2012 | Farm-fed | Mazie, grass silage & sugar beet | 28000 | 0 | 28000 | 0 | 0 | 0
SC | Eastern Scotland | JG Shanks & Son | Standhill Farm | TD9 8SF | 185 | 0 | CHP | Operational | 2014 | Farm-fed | Cattle slurry & crop silage | 11000 | 7000 | 4000 | 0 | 0 | 0
NW | Lancashire | Farm Generation Ltd/Fylde Fresh & Fabulous | Stanley Villa Farm | PR4 3HS | 800 | 0 | CHP | Operational | 2014 | Farm-fed | Grass silage, potato peelings & animal slurry | 17000 | 4000 | 3000 | 0 | 10000 | 0
SW | Gloucestershire | Northwick Biogas | Stanley's Quarry | GL55 6UR | 3600 | 0 | BtG & CHP | Operational | 2010 | Waste-fed | Animal manures, food waste & organic fraction of MSW | 120000 | 0 | 0 | 120000 | 0 | 0
EM | Lincolnshire | Staples Vegetables | Staples Vegetables | PE22 9HE | 2810 | 0 | CHP | Operational | 2011 | Farm-fed | Vegetable outgrades & maize silage | 51000 | 0 | 30000 | 0 | 21000 | 0
EM | Lincolnshire | Staples Brothers Ltd | Station Farm | PE22 0SE | 480 | 0 | BtG & CHP | Operational | 2013 | Farm-fed | Vegetable outgrades & maize | 25000 | 0 | 7500 | 0 | 17500 | 0
EE | Essex | Hallwick Energy / BioWatt | Station Works | CM6 2NG | 992 | 0 | CHP | Operational | 2012 | Farm-fed | Energy crops | 20000 | 0 | 20000 | 0 | 0 | 0
WM | Shropshire | Heaths of Stockton | Stockton Grange | TF10 9BA | 1430 | 0 | CHP | Operational | 2015 | Farm-fed | Animal manure & slurries | 33000 | 33000 | 0 | 0 | 0 | 0
EM | Nottinghamshire | Severn Trent Green Power | Stoke Bardolph Crop AD Facility | NG14 5HJ | 5600 | 600 | BtG & CHP | Operational | 2010 | Farm-fed | Maize silage | 79000 | 0 | 79000 | 0 | 0 | 0
SW | Wiltshire | AJ Butler & Sons | Stokes Marsh Farm | BA13 4NZ | 485.4 | 0 | CHP | Operational | 2016 | Farm-fed | Energy crops & animal slurries | 22000 | 10000 | 12000 | 0 | 0 | 0
NI | West & South of Northern Ireland | G Huey | Strabane Road AD | BT81 7JT | 250 | 0 | CHP | Operational | 2016 | Farm-fed | Cattle slurry & grass silage | 6100 | 1000 | 5100 | 0 | 0 | 0
EM | Nottinghamshire | Biogen/Ancala | Stragglethorpe Grainstore | NG12 2JU | 950 | 0 | CHP | Operational | 2015 | Farm-fed | Maize, wholecrop cereal & beet | 19000 | 0 | 19000 | 0 | 0 | 0
NI | North of Northern Ireland | B Mehaffy | Strahans Road AD | BT82 9SG | 180 | 0 | CHP | Operational | 2017 | Farm-fed | Grass silage & animal slurries | 8800 | 2200 | 6600 | 0 | 0 | 0
NW | Cheshire | OMNI Heat & Power | Stublach Farm | CW10 9NE | 52 | 0 | CHP | Operational | 2017 | Farm-fed | Cow slurry | 8000 | 8000 | 0 | 0 | 0 | 0
SE | Oxfordshire | Marston St. Lawrence Estate | Stuchbury Manor Farm | OX17 2DQ | 1235 | 0 | CHP | Operational | 2012 | Farm-fed | Animal slurries, maize & grass silage | 26000 | 6750 | 19250 | 0 | 0 | 0
EM | Nottinghamshire | Rainworth Energy | Stud Farm | NG22 9HB | 2200 | 500 | BtG & CHP | Operational | 2016 | Farm-fed | Maize silage, vegetable outgrades & poultry manure | 42400 | 15000 | 20000 | 0 | 7400 | 0
EE | Suffolk | Agrigen | Suffolk Produce | IP12 2TW | 3526.03 | 0 | CHP | Operational | 2012 | Farm-fed | Energy crops, sugar beet pulp, poultry manure, brewers grains & vegetable outgrades | 71640 | 7000 | 40000 | 0 | 21000 | 3640
EM | Northamptonshire | BioWayste | Summer Farm | NN6 7SQ | 240 | 0 | CHP | Operational | 2007 | Waste-fed | Food waste | 25000 | 0 | 0 | 25000 | 0 | 0
SW | Somerset | Engie | Sustainable Energy Generation (SEG) | TA13 5DJ | 1000 | 600 | BtG & CHP | Operational | 2015 | Farm-fed | Poultry manure, dairy waste, farmyard manure, potato waste & energy crops | 66000 | 12800 | 48200 | 0 | 5000 | 0
SE | Oxfordshire | Waste Recycling Group | Sutton Courtenay AD | OX14 4PW | 1500 | 0 | CHP | Operational | 2011 | Farm-fed | Energy crops | 22000 | 0 | 22000 | 0 | 0 | 0
EM | Nottinghamshire | Fred Walter & Son/Biogen | Sutton Grange AD | DN22 8SB | 2854.6 | 0 | CHP | Operational | 2014 | Farm-fed | Pig slurry, maize & vegetable outgrades | 45000 | 5000 | 30000 | 0 | 10000 | 0
WM | Shropshire | Swancote Energy | Swancote Farm | WV15 5HB | 3400 | 0 | CHP | Operational | 2012 | Waste-fed | Maize & food waste | 75000 | 0 | 30000 | 45000 | 0 | 0
WA | East Wales | J & B Vaughan | Sychtyn AD | SY21 0JF | 235 | 0 | CHP | Operational | 2015 | Farm-fed | Energy crops & slurries | 3000 | 2000 | 1000 | 0 | 0 | 0
EE | Suffolk | Material Change | Symonds Farm Power Ltd | IP28 6RE | 1400 | 0 | CHP | Operational | 2012 | Farm-fed | Maize, pig slurry & vegetable outgrades | 32000 | 5000 | 21000 | 0 | 6000 | 0
WA | West Wales & The Valleys | Syrior CYF | Syrior Farm AD | LL21 0TA | 86 | 0 | CHP | Operational | 2017 | Farm-fed | Dairy slurry | 4000 | 4000 | 0 | 0 | 0 | 0
WA | West Wales & The Valleys | HC, FM & IC Williams | Tain Y Foel Farm | LL21 9TD | 0 | 0 | Heat only | Operational | 2014 | Farm-fed | Slurry | 1455 | 1455 | 0 | 0 | 0 | 0
SC | South Western Scotland | Tambowie Biogas | Tambowie Farm | G62 7HN | 973 | 220 | BtG & CHP | Operational | 2016 | Waste-fed | Energy crops, pot ale syrup & distillery draff | 24000 | 0 | 12000 | 0 | 0 | 12000
NI | East of Northern Ireland | B Lilburn | Taughlumny Road AD | BT66 7NX | 500 | 0 | CHP | Operational | 2017 | Farm-fed | Crop silage & animal slurries | 15330 | 3650 | 11680 | 0 | 0 | 0
SC | North East Scotland | Aberdeen City Council | TECA AD | AB21 9TF | 350 | 425 | BtG & CHP | Operational | 2020 | Waste-fed | Liquid food waste, municipal grass cutting, grass silage, energy beet, hybrid rye silage, wholecrop silages, distillers draff, pot ale syrup, ferric chloride | 81012 | 0 | 32500 | 34300 | 14200 | 12
YH | North Yorkshire | BF Biogas | Teeside Green Energy Plant | TS6 6AF | 6250 | 495 | BtG & CHP | Operational | 2015 | Waste-fed | Green waste, animal slurry & food waste | 120000 | 48000 | 0 | 60000 | 0 | 12000
NW | Cumbria | H&H Land & Property | Tempest Tower Farm | CA5 6EP | 75 | 0 | CHP | Operational | 2014 | Farm-fed | Cattle slurry & grass silage | 10296 | 9500 | 796 | 0 | 0 | 0
WM | Herefordshire | S Lifely | The Farm AD | HR1 3QY | 92 | 0 | CHP | Operational | 2016 | Farm-fed | Dairy slurry | 4500 | 4500 | 0 | 0 | 0 | 0
NW | Cumbria | Mathers Dairy Utensils | The Glebe | CA6 6EZ | 124 | 0 | CHP | Operational | 2016 | Farm-fed | Cattle slurry | 3000 | 3000 | 0 | 0 | 0 | 0
SW | Somerset | M Clayton | The Green | TA4 2RU | 3.5 | 0 | CHP | Operational | 2012 | Farm-fed | Horse manure & energy crops | 150 | 150 | 0 | 0 | 0 | 0
WM | Worcestershire | Vale Green Energy | The Homme Farm | WR10 2JH | - | 0 | Remote CHP | Operational | 2015 | Farm-fed | Biogas from Springhill Farm | 0 | 0 | 0 | 0 | 0 | 0
WM | Herefordshire | Shed Field Growers | The Leen AD | HR6 9HN | 449 | 0 | CHP | Operational | 2014 | Farm-fed | Slurry, maize, energy beet & poultry litter | 17125 | 10000 | 7125 | 0 | 0 | 0
EE | Cambridgeshire | Pretoria Energy | The Produce Connection | CB25 9PZ | 480.29 | 1100 | BtG & CHP | Operational | 2014 | Farm-fed | Grass & maize silage | 25000 | 0 | 25000 | 0 | 0 | 0
WM | Shropshire | The Rhyse Farm | The Rhyse Farm | SY8 4AE | 500 | 0 | CHP | Operational | - | Farm-fed | Animal slurries & energy crops | 10000 | 2000 | 8000 | 0 | 0 | 0
EE | Essex | Stoke By Nayland Club Ltd | The Stoke By Nayland Club AD | CO6 4PZ | 238 | 0 | CHP | Operational | 2015 | Farm-fed | Pomace & maize | 6500 | 0 | 2600 | 0 | 3900 | 0
WM | Shropshire | BioteCH4 | Thornfield Energy | TF6 6QX | 5000 | 950 | BtG | Operational | 2020 | Waste-fed | Cattle manure & energy crops | 90000 | 0 | 0 | 90000 | 0 | 0
NW | Lancashire | Global Renewables Lancashire Ltd / Blackpool Council | Thornton Waste Technology Park | FY7 8RY | 1900 | 0 | CHP | Operational | 2010 | Waste-fed | Organic fraction of MSW | 35000 | 0 | 0 | 21000 | 0 | 14000
NI | North of Northern Ireland | S Carson | Tievenny Road AD | BT82 9LW | 500 | 0 | CHP | Operational | 2017 | Farm-fed | Animal slurries & energy crops | 12775 | 5475 | 7300 | 0 | 0 | 0
EE | Suffolk | Greenheath Farming | Toggam Farm | IP27 9LN | 1000 | 0 | CHP | Operational | - | Farm-fed | Sugar beet pulp | 20000 | 0 | 0 | 0 | 20000 | 0
WA | East Wales | Biogen | Tomorrow's Valley | CF44 0BX | 1180 | 0 | CHP | Operational | 2015 | Waste-fed | Food waste | 22500 | 0 | 0 | 22500 | 0 | 0
NI | North of Northern Ireland | GtG Biogas | Toomebridge AD | BT45 8EY | 500 | 0 | CHP | Operational | 2013 | Farm-fed | Animal slurry & energy crops | 17000 | 4000 | 13000 | 0 | 0 | 0
NI | West & South of Northern Ireland | M Kelly | Toomog Road AD | BT70 3BL | 500 | 0 | CHP | Operational | 2017 | Farm-fed | Energy crops & animal slurries | 19000 | 7000 | 12000 | 0 | 0 | 0
SC | Highlands & Islands | Biogen/Ancala | Tornagrain AD | IV2 7JQ | 250 | 500 | BtG & CHP | Operational | 2016 | Farm-fed | Rye, grass silage, energy beet & other energy crops | 40000 | 0 | 40000 | 0 | 0 | 0
YH | North Yorkshire | Molson Coors | Tower Brewery | LS24 9JN | 500 | 0 | CHP | Operational | 2012 | Waste-fed | Brewery waste | 10000 | 0 | 0 | 0 | 0 | 10000
SW | Cornwall | M Quinn | Tregeen Farm AD | PL32 9SN | 499 | - | CHP | Operational | 2022 | Farm-fed | Unspecified | 75000 | 0 | 0 | 0 | 0 | 0
WM | Herefordshire | Trevase Farm | Trevase Farm | HR2 8ND | 495 | 0 | CHP | Operational | 2014 | Farm-fed | Animal manure & maize silage | 8300 | 1700 | 6600 | 0 | 0 | 0
EE | Bedfordshire | Hallwick Energy | Trinity Hall Farm | LU7 9PY | 989 | 0 | CHP | Operational | 2012 | Farm-fed | Maize silage | 20000 | 0 | 20000 | 0 | 0 | 0
NI | East of Northern Ireland | Stream Bioenergy | Tully Quarry | BT42 3HJ | 3000 | 894 | CHP | Operational | 2016 | Farm-fed | Poultry litter/Manure | 200000 | 200000 | 0 | 0 | 0 | 0
NI | West & South of Northern Ireland | WD & S Bothwell | Tullyweel Farm | BT75 0SX | 750 | 0 | CHP | Operational | 2014 | Farm-fed | Animal slurries & energy crops | 23800 | 7300 | 16500 | 0 | 0 | 0
NI | West & South of Northern Ireland | PAR Energy | Tullywiggan Road AD | BT80 8SD | 1000 | 0 | CHP | Operational | 2017 | Farm-fed | Grass silage, pig slurry, cattle slurry & poultry litter | 18000 | 9000 | 9000 | 0 | 0 | 0
EE | Bedfordshire | Biogen | Twinwoods | MK44 1RL | 2000 | 0 | CHP | Operational | 2005 | Waste-fed | Pig slurry & food waste | 47000 | 12000 | 0 | 35000 | 0 | 0
WA | West Wales & The Valleys | Tyfos Ltd | Tyfos Farm AD | LL21 0TA | 82 | 0 | CHP | Operational | 2017 | Farm-fed | Dairy slurry | 4000 | 4000 | 0 | 0 | 0 | 0
WA | West Wales & The Valleys | Welsh Black Beef Direct Ltd | Tynddraenen AD | SY25 6AL | 92 | 0 | CHP | Operational | 2016 | Farm-fed | Manure/slurry | 4500 | 4500 | 0 | 0 | 0 | 0
WM | Herefordshire | Heineken | Universal Beverages | HR8 2JT | 500 | 0 | CHP | Operational | 2008 | Waste-fed | Brewery waste | 10000 | 0 | 0 | 0 | 0 | 10000
SE | Hampshire | University of Southampton | University of Southampton Science Park AD | SO16 7NP | 8 | 0 | CHP | Operational | 2012 | Waste-fed | Food waste & grass silage | 183 | 0 | 55 | 128 | 0 | 0
WA | East Wales | Usk Vale Poultry Ltd | Usk Vale Poultry AD | NP4 0TX | 87.5 | 0 | CHP | Operational | 2016 | Farm-fed | Poultry manure | 4000 | 4000 | 0 | 0 | 0 | 0
EM | Lincolnshire | PH Bioenergy | Valley House | NG33 4RS | 199 | 0 | CHP | Operational | 2015 | Farm-fed | Poultry manure & grass silage | 8663 | 6663 | 2000 | 0 | 0 | 0
EM | Lincolnshire | Villa Farm | Villa Farm | PE10 0RZ | 155 | 0 | CHP | Operational | 2014 | Farm-fed | Pig manure, farm yard manure & ryegrass | 4495 | 2000 | 2495 | 0 | 0 | 0
NW | Cheshire | Dairy Energy | Village Farm | CW7 4DL | 44 | 0 | CHP | Operational | 2017 | Farm-fed | Slurry | 1000 | 1000 | 0 | 0 | 0 | 0
YH | South Yorkshire | Vulcan Renewables | Vulcan Way Biomass Renewable Energy Facility | DN7 6EE | 440 | 495 | BtG & CHP | Operational | 2013 | Farm-fed | Energy crops | 40000 | 0 | 40000 | 0 | 0 | 0
WA | West Wales & The Valleys | Biogen | Waen Biogas | LL17 0DS | 3700 | 0 | CHP | Operational | 2014 | Waste-fed | Food waste | 22500 | 0 | 0 | 22500 | 0 | 0
WM | Shropshire | Walford & North Shropshire College | Walford & North Shropshire College Farm | SY4 2HL | 100 | 0 | CHP | Operational | 1994 | Farm-fed | Cattle slurry | 6000 | 6000 | 0 | 0 | 0 | 0
SE | Oxfordshire | Agrivert | Wallingford AD | OX10 6SL | 2400 | - | CHP | Operational | 2013 | Waste-fed | Food waste | 50000 | 0 | 0 | 50000 | 0 | 0
SW | Somerset | Viridor | Walpole Landfill AD | TA6 4TF | 1875 | 0 | CHP | Operational | 2013 | Waste-fed | Food waste | 30000 | 0 | 0 | 30000 | 0 | 0
EM | Leicestershire | Biffa | Wanlip | LE7 4PF | 1500 | 0 | CHP | Operational | 2004 | Waste-fed | Organic fraction of MSW & C&I waste | 50000 | 0 | 0 | 30000 | 0 | 20000
SE | West Sussex | DB Agri Ltd | Wappingthorn Farm | BN44 3AA | 470 | 0 | CHP | Operational | 2015 | Farm-fed | Maize silage | 8760 | 0 | 8760 | 0 | 0 | 0
NE | Tyne & Wear | Wardley Biogas Limited | Wardley AD | NE10 8YJ | 499 | 650 | BtG & CHP | Operational | 2020 | Waste-fed | Food waste | 70000 | 0 | 0 | 50000 | 0 | 20000
WA | East Wales | Powys LTD | Warren Farm | LD7 1NY | 227 | 0 | CHP | Operational | 2015 | Farm-fed | Farm yard manure, crop silage, sugar beet | 5325 | 1325 | 4000 | 0 | 0 | 0
NE | Durham | Emerald Biogas | Warrens Emerald Biogas | DL5 6AB | 1560 | 660 | BtG & CHP | Operational | 2013 | Waste-fed | Food waste | 115000 | 0 | 0 | 115000 | 0 | 0
WM | Shropshire | J Gatehouse & Son | Warthill Farm | SY8 3HL | 475 | 0 | CHP | Operational | 2016 | Farm-fed | Cattle manure & grass silage | 13000 | 9000 | 4000 | 0 | 0 | 0
YH | North Yorkshire | Iona Capital | Washfold Farm | DL8 5JZ | 1200 | 0 | CHP | Operational | 2014 | Farm-fed | Animal manure | 16000 | 16000 | 0 | 0 | 0 | 0
EE | Cambridgeshire | Andigestion | Waterbeach | CB25 9PG | 100 | 0 | CHP | Operational | 2008 | Waste-fed | Animal slurries, food waste & animal processing wastes | 6000 | 600 | 0 | 2400 | 0 | 3000
YH | East Riding of Yorkshire | MH Poskitt | Weeland Road AD | DN14 0SY | 244 | 0 | CHP | Operational | 2015 | Farm-fed | Vegetable outgrades, energy crops & animal manures | 7900 | 1700 | 2500 | 0 | 3700 | 0
YH | East Riding of Yorkshire | N Preece | Welham Bridge West Farm | YO43 4BX | 148 | 0 | CHP | Operational | 2016 | Farm-fed | Animal manure, silage, maize & whole crop rye | 4680 | 2340 | 2340 | 0 | 0 | 0
WM | Staffordshire | Severn Trent Green Power | West Birmingham AD Facility (Roundhill) | DY7 6PX | 500 | 375 | BtG & CHP | Operational | 2016 | Waste-fed | Food waste | 50000 | 0 | 0 | 50000 | 0 | 0
NE | Northumberland | A Jackson Ltd | West Cotes Farm AD | NE20 0DG | 123 | 0 | CHP | Operational | 2017 | Farm-fed | Slurry, silage | 5000 | 3500 | 1500 | 0 | 0 | 0
SE | Surrey | Agrivert | West London AD | KT16 0EF | 2400 | 0 | CHP | Operational | 2014 | Waste-fed | Food waste | 50000 | 0 | 0 | 50000 | 0 | 0
SC | South Western Scotland | J Cunnigham-Jardine | West Roucan Farm | DG1 3QG | 950 | 0 | CHP | Operational | 2015 | Farm-fed | Energy crops | 20000 | 0 | 20000 | 0 | 0 | 0
SE | Buckinghamshire | Olleco | Westcott Park | HP18 0XB | 3200 | 0 | CHP | Operational | 2013 | Waste-fed | Food waste | 96000 | 0 | 0 | 96000 | 0 | 0
SC | Highlands & Islands | Wester Alves Biogas | Wester Alves Farm | IV30 8XD | 800 | 0 | CHP | Operational | 2016 | Farm-fed | Energy crops & farm yard manures | 25000 | 10000 | 15000 | 0 | 0 | 0
SC | Highlands & Islands | AGTEC | Wester Clockeasy Farm | IV30 8LP | 125 | 0 | CHP | Operational | 2021 | Farm-fed | Cattle slurry & grass silage | 5000 | 4000 | 1000 | 0 | 0 | 0
SC | Highlands & Islands | Biogen/Ancala | Wester Kerrowgair Farm | IV2 7JE | 450 | 0 | CHP | Operational | 2015 | Farm-fed | Cattle manure, grass silage, wholecrop rye, energy beet, wheat straw & vegetable waste | 20650 | 3650 | 16000 | 0 | 1000 | 0
SC | Highlands & Islands | Western Isles Waste Management | Western Isles Integrated Waste Management Facility | HS2 9JB | 305 | 0 | CHP | Operational | 2007 | Waste-fed | Food waste | 7000 | 0 | 0 | 7000 | 0 | 0
YH | North Yorkshire | Iona Capital | Westholme Farm | YO7 3BP | 1800 | 0 | CHP | Operational | 2014 | Farm-fed | Pig manure & grass silage | 22300 | 19000 | 3300 | 0 | 0 | 0
EM | Leicestershire | AB Produce | Westminster Industrial Estate | DE12 7DT | 500 | 0 | CHP | Operational | 2016 | Waste-fed | Potato peelings | 20000 | 0 | 0 | 0 | 0 | 20000
SW | Somerset | Biogen | Weston-super-Mare | BS22 8NA | 1100 | 0 | CHP | Operational | 2013 | Waste-fed | Food waste | 24000 | 0 | 0 | 24000 | 0 | 0
EM | Northamptonshire | Biogen | Westwood AD | NN10 0SQ | 2900 | 0 | CHP | Operational | 2009 | Waste-fed | Food waste | 65000 | 0 | 0 | 65000 | 0 | 0
NW | Cumbria | M Chippendale | Wharton Hall AD | CA17 4LD | 51 | 0 | CHP | Operational | 2017 | Farm-fed | Dairy slurry | 3000 | 3000 | 0 | 0 | 0 | 0
WM | Staffordshire | Midland Pig Producers AD | Wheaton Aston Farm | ST20 0AU | 94 | 0 | CHP | Operational | 2014 | Farm-fed | Maize & pig slurry | 8268 | 7000 | 1268 | 0 | 0 | 0
EM | Lincolnshire | Qila Energy | White House Farm | PE24 4PU | 180 | 0 | CHP | Operational | 2015 | Farm-fed | Cattle manure | 5600 | 5600 | 0 | 0 | 0 | 0
SW | Somerset | Wyke Farms Limited | White House Farm | BA10 0PU | 495 | 0 | CHP | Operational | 2013 | Farm-fed | Pig slurry cattle slurry & forage crops | 27500 | 25000 | 2500 | 0 | 0 | 0
EE | Norfolk | Richard Long | Whitehall Farm | NR18 9EP | 440 | 0 | CHP | Operational | 2014 | Farm-fed | Energy crops | 9000 | 0 | 9000 | 0 | 0 | 0
SE | Isle of Wight | Wight Farm Energy | Wight Farm | PO30 3FD | 250 | 500 | BtG & CHP | Operational | 2015 | Farm-fed | Maize silage & grass silage | 45000 | 0 | 45000 | 0 | 0 | 0
WM | Shropshire | R Gough & Son | Wigley Farm | SY8 3DR | 479.06 | 0 | CHP | Operational | 2013 | Farm-fed | Maize silage, poultry litter & animal manure | 15000 | 5000 | 10000 | 0 | 0 | 0
WM | Shropshire | R Gough & Son | Wigley Farm (phase 2) | SY8 3DR | 600 | 0 | CHP | Operational | 2016 | Farm-fed | Maize silage, grass silage, animal slurry & poultry litter | 15000 | 5000 | 10000 | 0 | 0 | 0
NW | Lancashire | PlanET Biogas | Wilcross Farm | BB7 4HP | 499 | 0 | CHP | Operational | 2014 | Farm-fed | Grass silage, wholecrop silage & cattle slurry | 18000 | 7000 | 11000 | 0 | 0 | 0
SW | Devon | H2Energy/ 2 Sisters Food Group | Willand AD | EX15 2PJ | 1300 | 1000 | BtG & CHP | Operational | 2015 | Waste-fed | Poultry abbatoir waste, grass silage, sugar beet & maize | 120000 | 0 | 45000 | 0 | 0 | 75000
SW | Gloucestershire | New Earth Solutions | Willow Farm (Avonmouth) | BS11 0YS | 3000 | 0 | CHP | Operational | 2021 | Waste-fed | Food waste | 50000 | 0 | 0 | 50000 | 0 | 0
NI | North of Northern Ireland | R Gallagher | Willsborough Estate | BT47 3PD | 500 | 0 | CHP | Operational | 2016 | Farm-fed | Energy crops & animal slurries | 11220 | 1200 | 10020 | 0 | 0 | 0
NI | East of Northern Ireland | Wilson's Country Ltd | Wilson's Country AD | BT63 5WG | 250 | 0 | CHP | Operational | 2023 | Waste-fed | Potato peelings, slurry, energy crops | 6950 | 1000 | 700 | 5250 | 0 | 0
SE | Hampshire | Bioplex Technologies | Windover Farm | SO20 6JP | 50 | 0 | CHP | Operational | 2005 | Farm-fed | Animal slurry & energy crops | 1500 | 1350 | 150 | 0 | 0 | 0
SW | Gloucestershire | Cory Environmental | Wingmoor Quarry (West) | GL52 7DG | 1000 | 0 | CHP | Operational | 2014 | Waste-fed | Organic fraction of MSW & C&I waste | 30000 | 0 | 0 | 18000 | 0 | 12000
WM | Shropshire | BK Hinwood & Son | Withypool Farm | DY14 0DB | 755 | 0 | CHP | Operational | 2016 | Farm-fed | Farm yard manure, slurry, wholecrop rye, energy beet & maize | 16000 | 7750 | 8250 | 0 | 0 | 0
SC | South Western Scotland | J Jamieson | Woodhead Farm | DG12 6QW | 50 | 0 | CHP | Operational | 2014 | Farm-fed | Cattle slurry | 8760 | 8760 | 0 | 0 | 0 | 0
NW | Cheshire | AP Pearson & Son | Woodhouse Nurseries | SK9 7UW | 100 | 0 | CHP | Operational | 2008 | Farm-fed | Vegetable waste | 1500 | 0 | 0 | 0 | 1500 | 0
SC | Highlands & Islands | AGTEC | Woodside Farm | IV36 3UA | 179.2 | 0 | CHP | Operational | 2015 | Farm-fed | Cattle slurry, energy beet, maize silage & grass silage | 5228 | 1000 | 4228 | 0 | 0 | 0
EM | Lincolnshire | AV Sheardown & Sons | Woolsthorpe Lane AD | NG32 1EA | 153 | 0 | CHP | Operational | 2015 | Farm-fed | Wholecrop cereals | 4000 | 0 | 4000 | 0 | 0 | 0
EM | Nottinghamshire | Merrivale Farms | Works Farm | NG13 9JN | 449 | 0 | CHP | Operational | 2014 | Farm-fed | Maize, wholecrop cereal & animal manure | 11800 | 3000 | 8800 | 0 | 0 | 0
SW | Somerset | AJM Eavis | Worthy Farm AD | BA4 4BY | 124 | - | CHP | Operational | - | Farm-fed | Cow slurry | 3500 | 3500 | 0 | 0 | 0 | 0
YH | West Yorkshire | Bramham Park Estates | Wothersome Grange | LS23 6LY | 1140 | 0 | CHP | Operational | 2015 | Farm-fed | Energy crops | 25000 | 0 | 25000 | 0 | 0 | 0
YH | North Yorkshire | Wray House Biogas | Wray House Farm | YO17 6UJ | 481 | 0 | CHP | Operational | 2015 | Farm-fed | Energy crops, potato waste & animal slurries | 16200 | 11000 | 1400 | 0 | 3800 | 0
WM | Staffordshire | Wrinehill Mill Farm | Wrinehill Mill Farm | CW3 9DE | 44 | 0 | CHP | Operational | 2018 | Farm-fed | Slurry | 1000 | 1000 | 0 | 0 | 0 | 0
SW | Somerset | Wyke Farms | Wyke Farms Biogas | BA4 6NX | 495 | 770 | BtG & CHP | Operational | 2013 | Waste-fed | Animal slurry & cheese processing waste | 75000 | 10000 | 0 | 0 | 0 | 65000
WM | Shropshire | WH Gittins & Sons | Wykey Farm | SY4 1JA | 1250 | 0 | CHP | Operational | 2012 | Farm-fed | Energy crops, animal slurries & potato outgrades | 22900 | 13750 | 6900 | 0 | 2250 | 0
[5 empty] | 593568.66 | 75812.65 |  |  |  |  | Totals | 17794585 | 2647764 | 4452575 | 6010138 | 699435 | 3726823